## Overview
Measurment conditions
Center frequency: | 3000 MHZ | Att: | 5dB
Span: | 6000 MHz | RBW | 1MHz
Tracking Gen, Level: | 100dBµV | VBW | 100kHz
Correction Value
| MFA-R0,2-6 |  | MFA-R0,2-75 |  | MFA-K0,1-12 |  | MFA-K0,1-30
Frequency [MHz] | H-field correction value [dBµA/µVm] | current correction value [dBµA/µV] | H-field correction value [dBµA/µVm] | current correction value [dBµA/µV] | H-field correction value [dBµA/µVm] | current correction value [dBµA/µV] | H-field correction value [dBµA/µVm] | current correction value [dBµA/µV]
1 | 62.6015 | 20.0108 | 39.1996 | 2.1908 | 77.6403 | 25.3543 | 74.8414 | 19.135
2 | 58.568 | 15.9773 | 35.1357 | -1.8701 | 75.099 | 22.813 | 72.6477 | 16.9413
3 | 56.6374 | 14.0468 | 32.6798 | -4.3212 | 73.7627 | 21.4767 | 69.4101 | 13.7038
4 | 54.7912 | 12.2005 | 31.0217 | -5.9725 | 71.3795 | 19.0935 | 67.3506 | 11.6443
5 | 53.1164 | 10.5257 | 30.0355 | -6.9503 | 69.5388 | 17.2528 | 66.5235 | 10.8171
6 | 52.1809 | 9.5902 | 29.0334 | -7.9425 | 71.3969 | 19.1109 | 65.706 | 9.9996
7 | 50.9362 | 8.3456 | 28.224 | -8.7406 | 67.5135 | 15.2275 | 64.7817 | 9.0754
8 | 49.8617 | 7.2711 | 27.54 | -9.4122 | 67.1697 | 14.8838 | 63.5877 | 7.8814
9 | 49.2703 | 6.6797 | 27.1531 | -9.7857 | 67.1913 | 14.9053 | 62.7169 | 7.0106
10 | 48.289 | 5.6983 | 26.7093 | -10.2153 | 66.1718 | 13.8858 | 62.3505 | 6.6442
11 | 47.5313 | 4.9407 | 26.3452 | -10.5647 | 65.332 | 13.046 | 61.6014 | 5.8951
12 | 46.7251 | 4.1345 | 26.0588 | -10.836 | 65.2203 | 12.9344 | 60.7654 | 5.0592
13 | 46.2417 | 3.6511 | 25.7708 | -11.1086 | 64.9455 | 12.6595 | 60.2548 | 4.5486
14 | 45.5221 | 2.9315 | 25.5226 | -11.3414 | 63.8448 | 11.5588 | 59.769 | 4.0628
15 | 45.1358 | 2.5452 | 25.3828 | -11.4657 | 63.7228 | 11.4369 | 59.3565 | 3.6503
16 | 44.5727 | 1.9822 | 25.1846 | -11.6487 | 63.5697 | 11.2837 | 58.8502 | 3.1441
17 | 43.9069 | 1.3164 | 25.0655 | -11.7527 | 63.0776 | 10.7917 | 58.2957 | 2.5896
18 | 43.4577 | 0.86711 | 24.8759 | -11.9276 | 62.4853 | 10.1994 | 57.966 | 2.26
19 | 43.0861 | 0.49561 | 24.7381 | -12.051 | 62.5636 | 10.2777 | 57.5907 | 1.8847
20 | 42.4897 | -0.10077 | 24.6133 | -12.1618 | 61.9587 | 9.6728 | 57.0007 | 1.2947
21 | 42.0865 | -0.50401 | 24.4779 | -12.2837 | 61.5961 | 9.3102 | 56.6169 | 0.911
22 | 41.7001 | -0.89041 | 24.3867 | -12.3619 | 61.2208 | 8.9349 | 56.2168 | 0.51086
23 | 41.1884 | -1.402 | 24.2985 | -12.4376 | 60.8088 | 8.5228 | 55.8801 | 0.17424
24 | 40.9074 | -1.6831 | 24.2253 | -12.4988 | 60.2421 | 7.9562 | 55.6395 | -0.066345
25 | 40.6409 | -1.9495 | 24.1521 | -12.5604 | 60.3684 | 8.0825 | 55.443 | -0.26274
26 | 40.3347 | -2.2557 | 24.097 | -12.6045 | 60.0601 | 7.7742 | 55.064 | -0.64171
27 | 39.9858 | -2.6046 | 24.0625 | -12.6284 | 59.8776 | 7.5917 | 54.7701 | -0.93555
28 | 39.7056 | -2.8847 | 23.9928 | -12.6881 | 59.291 | 7.0051 | 54.3896 | -1.3159
29 | 39.3587 | -3.2316 | 23.9392 | -12.7321 | 59.4067 | 7.1208 | 54.2374 | -1.4682
30 | 39.1804 | -3.4099 | 23.9485 | -12.7137 | 59.1 | 6.8141 | 54.0364 | -1.6691
31 | 38.8987 | -3.6916 | 23.9092 | -12.7442 | 58.9288 | 6.6429 | 53.761 | -1.9444
32 | 38.6928 | -3.8974 | 23.9064 | -12.7387 | 58.7278 | 6.4419 | 53.572 | -2.1333
33 | 38.3597 | -4.2305 | 23.8696 | -12.7677 | 58.4374 | 6.1515 | 53.2891 | -2.4162
34 | 38.1277 | -4.4625 | 23.8958 | -12.7339 | 58.3513 | 6.0654 | 53.1005 | -2.6048
35 | 37.9852 | -4.605 | 23.8651 | -12.7575 | 58.2451 | 5.9593 | 52.9991 | -2.7061
36 | 37.7386 | -4.8516 | 23.8928 | -12.723 | 58.1383 | 5.8524 | 52.7996 | -2.9054
37 | 37.5559 | -5.0342 | 23.9106 | -12.6987 | 57.9633 | 5.6775 | 52.5635 | -3.1415
38 | 37.4463 | -5.1438 | 23.9351 | -12.668 | 57.768 | 5.4822 | 52.4679 | -3.237
39 | 37.3135 | -5.2765 | 23.9571 | -12.6401 | 57.8568 | 5.571 | 52.4155 | -3.2893
40 | 37.1299 | -5.4601 | 24.0088 | -12.5828 | 57.5701 | 5.2843 | 52.2952 | -3.4095
41 | 37.0449 | -5.5451 | 24.021 | -12.5653 | 57.6265 | 5.3407 | 52.2121 | -3.4926
42 | 36.9259 | -5.6641 | 24.0623 | -12.519 | 57.4772 | 5.1914 | 52.0726 | -3.632
43 | 36.7228 | -5.8671 | 24.0969 | -12.4795 | 57.4022 | 5.1165 | 51.8988 | -3.8057
44 | 36.636 | -5.9538 | 24.1397 | -12.4322 | 57.1279 | 4.8422 | 51.8403 | -3.8642
45 | 36.486 | -6.1038 | 24.1379 | -12.4295 | 57.1855 | 4.8997 | 51.706 | -3.9983
46 | 36.3782 | -6.2116 | 24.1894 | -12.3739 | 57.2171 | 4.9314 | 51.5973 | -4.1069
47 | 36.2593 | -6.3305 | 24.201 | -12.3583 | 56.9989 | 4.7132 | 51.4801 | -4.2241
48 | 36.1083 | -6.4814 | 24.2649 | -12.2906 | 56.9587 | 4.673 | 51.44 | -4.264
49 | 36.0122 | -6.5775 | 24.2685 | -12.2833 | 56.8547 | 4.569 | 51.3092 | -4.3948
50 | 35.8924 | -6.6973 | 24.3267 | -12.2216 | 56.8086 | 4.5229 | 51.2327 | -4.4712
51 | 35.7995 | -6.7901 | 24.3367 | -12.2083 | 56.6961 | 4.4105 | 51.1332 | -4.5706
52 | 35.6647 | -6.9249 | 24.3542 | -12.1877 | 56.5382 | 4.2525 | 50.9887 | -4.7149
53 | 35.5102 | -7.0793 | 24.3937 | -12.1451 | 56.5325 | 4.2469 | 50.9005 | -4.803
54 | 35.4436 | -7.1459 | 24.3835 | -12.1524 | 56.3901 | 4.1044 | 50.8129 | -4.8906
55 | 35.2917 | -7.2978 | 24.4141 | -12.119 | 56.419 | 4.1334 | 50.6932 | -5.0101
56 | 35.167 | -7.4224 | 24.4304 | -12.1 | 56.2751 | 3.9895 | 50.5619 | -5.1413
57 | 35.0512 | -7.5381 | 24.435 | -12.0928 | 56.2126 | 3.927 | 50.5251 | -5.1781
58 | 34.8934 | -7.6959 | 24.4291 | -12.0963 | 56.0746 | 3.789 | 50.3865 | -5.3165
59 | 34.7596 | -7.8296 | 24.4318 | -12.0913 | 55.928 | 3.6424 | 50.2743 | -5.4286
60 | 34.621 | -7.9682 | 24.4427 | -12.0781 | 55.6813 | 3.3958 | 50.0866 | -5.6162
61 | 34.5282 | -8.0609 | 24.4167 | -12.1019 | 55.7646 | 3.479 | 50.0182 | -5.6844
62 | 34.3322 | -8.2569 | 24.4236 | -12.0929 | 55.6633 | 3.3778 | 49.8522 | -5.8503
63 | 34.2269 | -8.3621 | 24.3938 | -12.1208 | 55.4859 | 3.2004 | 49.6967 | -6.0057
64 | 34.0927 | -8.4963 | 24.3714 | -12.1412 | 55.4408 | 3.1553 | 49.5775 | -6.1248
65 | 33.9404 | -8.6485 | 24.335 | -12.1758 | 55.212 | 2.9265 | 49.4671 | -6.2351
66 | 33.7744 | -8.8145 | 24.3232 | -12.1858 | 55.1374 | 2.852 | 49.3351 | -6.3669
67 | 33.6119 | -8.9769 | 24.2912 | -12.216 | 54.9704 | 2.685 | 49.1823 | -6.5195
68 | 33.4913 | -9.0975 | 24.2564 | -12.2493 | 54.9364 | 2.651 | 49.0751 | -6.6267
69 | 33.3464 | -9.2423 | 24.2562 | -12.2478 | 54.7886 | 2.5032 | 48.9704 | -6.7312
70 | 33.1993 | -9.3894 | 24.231 | -12.2715 | 54.6432 | 2.3578 | 48.84 | -6.8614
71 | 33.0397 | -9.5489 | 24.2049 | -12.2962 | 54.4697 | 2.1843 | 48.65 | -7.0514
72 | 32.9028 | -9.6858 | 24.1876 | -12.312 | 54.4949 | 2.2095 | 48.5499 | -7.1513
73 | 32.7621 | -9.8264 | 24.1671 | -12.3311 | 54.2854 | 2 | 48.4269 | -7.2741
74 | 32.6248 | -9.9636 | 24.1379 | -12.3591 | 54.0687 | 1.7834 | 48.261 | -7.4398
75 | 32.4586 | -10.1298 | 24.0954 | -12.4003 | 54.0482 | 1.7629 | 48.0943 | -7.6064
76 | 32.3556 | -10.2327 | 24.0692 | -12.4252 | 53.8975 | 1.6122 | 48.0182 | -7.6824
77 | 32.2224 | -10.3659 | 24.0568 | -12.4364 | 53.7679 | 1.4827 | 47.929 | -7.7714
78 | 32.0783 | -10.5099 | 24.0177 | -12.4744 | 53.6398 | 1.3546 | 47.8036 | -7.8967
79 | 31.9259 | -10.6623 | 24.0188 | -12.4722 | 53.5419 | 1.2567 | 47.68 | -8.0201
80 | 31.8144 | -10.7737 | 23.9692 | -12.5207 | 53.4222 | 1.1369 | 47.5403 | -8.1597
81 | 31.7398 | -10.8482 | 23.9888 | -12.5001 | 53.4191 | 1.1339 | 47.4837 | -8.2161
82 | 31.6084 | -10.9795 | 23.9408 | -12.5471 | 53.2632 | 0.978 | 47.3863 | -8.3133
83 | 31.5353 | -11.0526 | 23.9632 | -12.5237 | 53.2572 | 0.97203 | 47.2806 | -8.4189
84 | 31.366 | -11.2218 | 23.9285 | -12.5574 | 53.102 | 0.81685 | 47.2061 | -8.4932
85 | 31.2897 | -11.298 | 23.9393 | -12.5457 | 53.0071 | 0.722 | 47.1113 | -8.5878
86 | 31.1986 | -11.389 | 23.9384 | -12.5458 | 53.0041 | 0.71898 | 46.9889 | -8.7101
87 | 31.1101 | -11.4774 | 23.9185 | -12.5648 | 52.8472 | 0.5621 | 46.9284 | -8.7704
88 | 31.0696 | -11.5179 | 23.9431 | -12.5394 | 52.8329 | 0.54785 | 46.8591 | -8.8396
89 | 30.9554 | -11.632 | 23.9673 | -12.5144 | 52.8123 | 0.52728 | 46.8114 | -8.8871
90 | 30.8812 | -11.7061 | 23.958 | -12.5229 | 52.6714 | 0.38634 | 46.7566 | -8.9417
91 | 30.8129 | -11.7744 | 23.9849 | -12.4952 | 52.6878 | 0.40283 | 46.6698 | -9.0284
92 | 30.7609 | -11.8263 | 24.0141 | -12.4653 | 52.5657 | 0.28072 | 46.6013 | -9.0966
93 | 30.7018 | -11.8853 | 24.0432 | -12.4354 | 52.5878 | 0.30287 | 46.5686 | -9.1292
94 | 30.6586 | -11.9284 | 24.0645 | -12.4135 | 52.5215 | 0.23656 | 46.5552 | -9.1424
95 | 30.592 | -11.995 | 24.0559 | -12.4214 | 52.5207 | 0.23581 | 46.4918 | -9.2056
96 | 30.55 | -12.037 | 24.1088 | -12.3678 | 52.4691 | 0.18417 | 46.4477 | -9.2495
97 | 30.5137 | -12.0731 | 24.1682 | -12.3079 | 52.3911 | 0.1062 | 46.4422 | -9.2549
98 | 30.495 | -12.0918 | 24.1809 | -12.2945 | 52.3626 | 0.077805 | 46.3979 | -9.299
99 | 30.4725 | -12.1142 | 24.2238 | -12.251 | 52.4049 | 0.12009 | 46.4042 | -9.2924
100 | 30.4323 | -12.1543 | 24.2583 | -12.2159 | 52.4094 | 0.12457 | 46.3663 | -9.3302
101 | 30.3964 | -12.1901 | 24.2729 | -12.2007 | 52.3576 | 0.072861 | 46.3233 | -9.373
102 | 30.3373 | -12.2492 | 24.2947 | -12.1784 | 52.3509 | 0.066193 | 46.2957 | -9.4004
103 | 30.3022 | -12.2841 | 24.341 | -12.1316 | 52.2702 | -0.01448 | 46.2609 | -9.435
104 | 30.2489 | -12.3374 | 24.3712 | -12.1008 | 52.2348 | -0.049896 | 46.2239 | -9.4718
105 | 30.2326 | -12.3536 | 24.3617 | -12.1098 | 52.225 | -0.059707 | 46.1874 | -9.5081
106 | 30.1648 | -12.4213 | 24.4091 | -12.0619 | 52.1528 | -0.13187 | 46.1749 | -9.5203
107 | 30.1639 | -12.4221 | 24.4423 | -12.0282 | 52.1375 | -0.14706 | 46.1373 | -9.5578
108 | 30.1169 | -12.469 | 24.4684 | -12.0017 | 52.0893 | -0.19533 | 46.059 | -9.6358
109 | 30.0762 | -12.5097 | 24.4939 | -11.9758 | 52.1627 | -0.12181 | 46.0318 | -9.6628
110 | 30.0363 | -12.5494 | 24.5028 | -11.9664 | 52.0143 | -0.27025 | 46.0031 | -9.6913
111 | 29.9863 | -12.5993 | 24.532 | -11.9367 | 52.0279 | -0.25664 | 45.946 | -9.7482
112 | 29.9309 | -12.6546 | 24.5942 | -11.8741 | 52.0188 | -0.2657 | 45.9184 | -9.7756
113 | 29.8873 | -12.6982 | 24.6028 | -11.8651 | 51.9979 | -0.28657 | 45.877 | -9.8168
114 | 29.8434 | -12.742 | 24.6144 | -11.8531 | 51.8736 | -0.4108 | 45.857 | -9.8366
115 | 29.7963 | -12.789 | 24.6755 | -11.7916 | 51.898 | -0.3864 | 45.8054 | -9.8879
116 | 29.7198 | -12.8654 | 24.6672 | -11.7995 | 51.826 | -0.45833 | 45.7434 | -9.9498
117 | 29.6453 | -12.9398 | 24.6682 | -11.7981 | 51.8168 | -0.46756 | 45.6593 | -10.0336
118 | 29.563 | -13.022 | 24.7071 | -11.7589 | 51.7316 | -0.55272 | 45.6199 | -10.0727
119 | 29.5156 | -13.0694 | 24.6919 | -11.7737 | 51.6965 | -0.58781 | 45.5631 | -10.1294
120 | 29.4642 | -13.1207 | 24.693 | -11.7723 | 51.5836 | -0.70065 | 45.4911 | -10.2011
121 | 29.3652 | -13.2196 | 24.6758 | -11.7891 | 51.5465 | -0.73778 | 45.4137 | -10.2783
122 | 29.3279 | -13.2567 | 24.6745 | -11.7901 | 51.433 | -0.85121 | 45.3779 | -10.3138
123 | 29.2163 | -13.3682 | 24.6819 | -11.7824 | 51.3999 | -0.88426 | 45.3082 | -10.3833
124 | 29.1771 | -13.4073 | 24.6799 | -11.784 | 51.245 | -1.0392 | 45.2313 | -10.4599
125 | 29.1133 | -13.4711 | 24.6783 | -11.7853 | 51.2676 | -1.0165 | 45.1674 | -10.5236
126 | 29.0015 | -13.5828 | 24.6861 | -11.7772 | 51.2515 | -1.0325 | 45.1264 | -10.5644
127 | 28.9641 | -13.6201 | 24.6885 | -11.7745 | 51.0727 | -1.2113 | 45.0919 | -10.5987
128 | 28.9004 | -13.6837 | 24.6883 | -11.7745 | 50.9836 | -1.3005 | 44.9945 | -10.6958
129 | 28.823 | -13.761 | 24.7019 | -11.7606 | 51.0386 | -1.2454 | 44.9045 | -10.7856
130 | 28.728 | -13.8559 | 24.6972 | -11.765 | 50.9124 | -1.3716 | 44.8541 | -10.8358
131 | 28.6515 | -13.9323 | 24.6999 | -11.762 | 50.762 | -1.5219 | 44.7864 | -10.9032
132 | 28.5464 | -14.0373 | 24.6777 | -11.7839 | 50.7264 | -1.5575 | 44.6864 | -11.0029
133 | 28.4682 | -14.1154 | 24.6672 | -11.7941 | 50.7001 | -1.5838 | 44.6011 | -11.088
134 | 28.3747 | -14.2087 | 24.608 | -11.8531 | 50.5767 | -1.7071 | 44.4745 | -11.2144
135 | 28.2438 | -14.3396 | 24.5581 | -11.9028 | 50.4842 | -1.7996 | 44.3587 | -11.3299
136 | 28.1716 | -14.4117 | 24.5598 | -11.9008 | 50.3477 | -1.936 | 44.3361 | -11.3523
137 | 28.1085 | -14.4746 | 24.5777 | -11.8827 | 50.4083 | -1.8754 | 44.2488 | -11.4392
138 | 28.0633 | -14.5197 | 24.5445 | -11.9156 | 50.3228 | -1.9609 | 44.1715 | -11.5164
139 | 27.9617 | -14.6212 | 24.5347 | -11.9252 | 50.2465 | -2.0371 | 44.105 | -11.5825
140 | 27.8895 | -14.6933 | 24.483 | -11.9766 | 50.171 | -2.1126 | 44.0417 | -11.6456
141 | 27.8543 | -14.7284 | 24.5129 | -11.9465 | 50.0988 | -2.1848 | 43.9648 | -11.7222
142 | 27.8106 | -14.772 | 24.509 | -11.9502 | 50.0778 | -2.2058 | 43.9358 | -11.751
143 | 27.7179 | -14.8646 | 24.4654 | -11.9936 | 50.0273 | -2.2562 | 43.8692 | -11.8173
144 | 27.6818 | -14.9006 | 24.5043 | -11.9545 | 49.9701 | -2.3134 | 43.8213 | -11.865
145 | 27.6397 | -14.9425 | 24.5033 | -11.9553 | 49.9338 | -2.3497 | 43.756 | -11.93
146 | 27.5705 | -15.0116 | 24.4994 | -11.959 | 49.8759 | -2.4076 | 43.712 | -11.9737
147 | 27.5227 | -15.0594 | 24.4979 | -11.9603 | 49.8235 | -2.4599 | 43.6427 | -12.0428
148 | 27.4651 | -15.1168 | 24.4922 | -11.9658 | 49.7695 | -2.5138 | 43.6181 | -12.067
149 | 27.4473 | -15.1345 | 24.5076 | -11.9502 | 49.7663 | -2.517 | 43.5693 | -12.1156
150 | 27.3797 | -15.2019 | 24.5047 | -11.9529 | 49.666 | -2.6173 | 43.5286 | -12.1561
151 | 27.3462 | -15.2354 | 24.5238 | -11.9337 | 49.6161 | -2.6671 | 43.4698 | -12.2145
152 | 27.2988 | -15.2827 | 24.5188 | -11.9384 | 49.6234 | -2.6598 | 43.459 | -12.2251
153 | 27.2595 | -15.3218 | 24.5165 | -11.9406 | 49.5775 | -2.7056 | 43.3993 | -12.2845
154 | 27.2395 | -15.3417 | 24.5295 | -11.9274 | 49.5633 | -2.7198 | 43.3529 | -12.3306
155 | 27.2029 | -15.3782 | 24.5445 | -11.9122 | 49.532 | -2.7511 | 43.353 | -12.3302
156 | 27.1738 | -15.4072 | 24.5485 | -11.9081 | 49.552 | -2.731 | 43.3189 | -12.364
157 | 27.1407 | -15.4402 | 24.5601 | -11.8963 | 49.4563 | -2.8267 | 43.313 | -12.3697
158 | 27.1019 | -15.4788 | 24.6094 | -11.8469 | 49.4636 | -2.8194 | 43.2636 | -12.4187
159 | 27.093 | -15.4876 | 24.5935 | -11.8626 | 49.4293 | -2.8537 | 43.2704 | -12.4117
160 | 27.0557 | -15.5248 | 24.6141 | -11.8419 | 49.4086 | -2.8744 | 43.2309 | -12.4508
161 | 27.0365 | -15.5439 | 24.6298 | -11.826 | 49.3965 | -2.8864 | 43.2036 | -12.4779
162 | 26.999 | -15.5813 | 24.6526 | -11.803 | 49.3539 | -2.9289 | 43.1612 | -12.52
163 | 26.9771 | -15.603 | 24.6715 | -11.784 | 49.314 | -2.9688 | 43.1353 | -12.5456
164 | 26.9538 | -15.6262 | 24.7002 | -11.7551 | 49.2912 | -2.9916 | 43.1277 | -12.5529
165 | 26.9387 | -15.6412 | 24.6974 | -11.7578 | 49.3074 | -2.9754 | 43.0954 | -12.5849
166 | 26.8887 | -15.691 | 24.7203 | -11.7347 | 49.2553 | -3.0274 | 43.0468 | -12.6332
167 | 26.8865 | -15.6931 | 24.7547 | -11.7002 | 49.2161 | -3.0665 | 43.0401 | -12.6396
168 | 26.8613 | -15.7182 | 24.7686 | -11.6862 | 49.2074 | -3.0752 | 43.0227 | -12.6567
169 | 26.8355 | -15.7439 | 24.8073 | -11.6474 | 49.1736 | -3.109 | 43.0162 | -12.6629
170 | 26.803 | -15.7763 | 24.791 | -11.6635 | 49.1802 | -3.1023 | 42.9834 | -12.6954
171 | 26.8094 | -15.7697 | 24.8417 | -11.6127 | 49.1371 | -3.1454 | 42.9724 | -12.706
172 | 26.7574 | -15.8216 | 24.8435 | -11.6107 | 49.0972 | -3.1852 | 42.9229 | -12.7553
173 | 26.7122 | -15.8666 | 24.8786 | -11.5756 | 49.1201 | -3.1623 | 42.916 | -12.7619
174 | 26.7042 | -15.8745 | 24.8884 | -11.5656 | 49.0862 | -3.1962 | 42.8721 | -12.8055
175 | 26.6679 | -15.9107 | 24.9017 | -11.5522 | 49.0327 | -3.2496 | 42.8545 | -12.8228
176 | 26.6427 | -15.9358 | 24.9115 | -11.5422 | 48.9781 | -3.3042 | 42.834 | -12.8429
177 | 26.6233 | -15.955 | 24.9263 | -11.5274 | 48.9998 | -3.2824 | 42.7894 | -12.8872
178 | 26.5784 | -15.9998 | 24.9312 | -11.5223 | 48.9381 | -3.3441 | 42.7448 | -12.9315
179 | 26.5475 | -16.0306 | 24.9367 | -11.5167 | 48.9205 | -3.3617 | 42.7041 | -12.9719
180 | 26.5138 | -16.0641 | 24.9672 | -11.4861 | 48.8613 | -3.4209 | 42.6939 | -12.9818
181 | 26.4707 | -16.1071 | 24.9989 | -11.4543 | 48.8049 | -3.4771 | 42.6546 | -13.0207
182 | 26.4265 | -16.1512 | 24.9635 | -11.4896 | 48.7889 | -3.4931 | 42.6117 | -13.0633
183 | 26.4074 | -16.1702 | 25.0005 | -11.4524 | 48.8554 | -3.4266 | 42.5708 | -13.1039
184 | 26.3696 | -16.2078 | 25.0022 | -11.4507 | 48.7426 | -3.5393 | 42.5515 | -13.1229
185 | 26.3418 | -16.2355 | 25.037 | -11.4157 | 48.7241 | -3.5578 | 42.5166 | -13.1575
186 | 26.326 | -16.2511 | 25.026 | -11.4267 | 48.6628 | -3.619 | 42.4936 | -13.1802
187 | 26.2713 | -16.3057 | 25.0038 | -11.4487 | 48.6439 | -3.6379 | 42.4432 | -13.2302
188 | 26.258 | -16.3189 | 25.0399 | -11.4126 | 48.6031 | -3.6786 | 42.4127 | -13.2604
189 | 26.1969 | -16.3798 | 25.0631 | -11.3892 | 48.5659 | -3.7159 | 42.408 | -13.2648
190 | 26.1667 | -16.4099 | 25.0553 | -11.397 | 48.5191 | -3.7626 | 42.3467 | -13.3257
191 | 26.1327 | -16.4437 | 25.0753 | -11.3768 | 48.5218 | -3.7599 | 42.3161 | -13.356
192 | 26.0824 | -16.4939 | 25.0632 | -11.3888 | 48.4514 | -3.8302 | 42.2746 | -13.3971
193 | 26.0573 | -16.5189 | 25.0708 | -11.3811 | 48.4573 | -3.8243 | 42.2296 | -13.4418
194 | 26.0146 | -16.5614 | 25.0942 | -11.3577 | 48.346 | -3.9355 | 42.2101 | -13.461
195 | 25.9916 | -16.5843 | 25.1 | -11.3517 | 48.3046 | -3.9768 | 42.1736 | -13.4971
196 | 25.9555 | -16.6202 | 25.0785 | -11.3731 | 48.2905 | -3.9909 | 42.1417 | -13.5287
197 | 25.9259 | -16.6496 | 25.0798 | -11.3718 | 48.245 | -4.0364 | 42.1075 | -13.5626
198 | 25.8873 | -16.6882 | 25.0662 | -11.3854 | 48.2195 | -4.0618 | 42.0653 | -13.6044
199 | 25.8257 | -16.7496 | 25.0784 | -11.373 | 48.1531 | -4.1282 | 42.0282 | -13.6412
200 | 25.8137 | -16.7615 | 25.084 | -11.3673 | 48.125 | -4.1562 | 41.9947 | -13.6743
201 | 25.7835 | -16.7915 | 25.104 | -11.3472 | 48.1378 | -4.1434 | 41.9515 | -13.7172
202 | 25.7316 | -16.8433 | 25.1144 | -11.3368 | 48.1077 | -4.1735 | 41.9221 | -13.7463
203 | 25.7037 | -16.871 | 25.1058 | -11.3453 | 48.0146 | -4.2664 | 41.8725 | -13.7955
204 | 25.6516 | -16.923 | 25.1115 | -11.3396 | 47.9951 | -4.2859 | 41.838 | -13.8296
205 | 25.6358 | -16.9387 | 25.1108 | -11.3401 | 47.9934 | -4.2876 | 41.8346 | -13.8327
206 | 25.5772 | -16.9971 | 25.1099 | -11.3409 | 47.9474 | -4.3335 | 41.7611 | -13.9059
207 | 25.5514 | -17.0227 | 25.1115 | -11.3392 | 47.8542 | -4.4267 | 41.7614 | -13.9052
208 | 25.5286 | -17.0454 | 25.1322 | -11.3185 | 47.8735 | -4.4073 | 41.7148 | -13.9515
209 | 25.4757 | -17.0981 | 25.0886 | -11.362 | 47.8042 | -4.4766 | 41.7056 | -13.9603
210 | 25.4593 | -17.1143 | 25.1001 | -11.3504 | 47.7701 | -4.5106 | 41.6641 | -14.0015
211 | 25.4198 | -17.1538 | 25.1175 | -11.333 | 47.7552 | -4.5255 | 41.6138 | -14.0514
212 | 25.3708 | -17.2026 | 25.1075 | -11.3429 | 47.7481 | -4.5325 | 41.5628 | -14.1021
213 | 25.3415 | -17.2317 | 25.0888 | -11.3615 | 47.6879 | -4.5927 | 41.5355 | -14.129
214 | 25.3091 | -17.264 | 25.1023 | -11.348 | 47.6105 | -4.67 | 41.5294 | -14.1347
215 | 25.2931 | -17.2798 | 25.0898 | -11.3604 | 47.628 | -4.6525 | 41.4881 | -14.1757
216 | 25.2541 | -17.3187 | 25.0998 | -11.3503 | 47.5465 | -4.7339 | 41.4488 | -14.2146
217 | 25.2215 | -17.3511 | 25.1007 | -11.3493 | 47.5674 | -4.713 | 41.4422 | -14.2209
218 | 25.1932 | -17.3792 | 25.1266 | -11.3234 | 47.4846 | -4.7958 | 41.3936 | -14.2691
219 | 25.1507 | -17.4216 | 25.0933 | -11.3566 | 47.4503 | -4.83 | 41.3624 | -14.2999
220 | 25.1248 | -17.4474 | 25.1121 | -11.3378 | 47.4411 | -4.8392 | 41.3144 | -14.3476
221 | 25.0884 | -17.4836 | 25.1178 | -11.332 | 47.434 | -4.8462 | 41.2912 | -14.3704
222 | 25.0619 | -17.5099 | 25.1185 | -11.3312 | 47.3815 | -4.8987 | 41.2591 | -14.4021
223 | 25.0228 | -17.5489 | 25.1442 | -11.3055 | 47.3482 | -4.9319 | 41.2293 | -14.4316
224 | 24.9962 | -17.5753 | 25.0904 | -11.3592 | 47.3413 | -4.9387 | 41.1988 | -14.4616
225 | 24.9686 | -17.6027 | 25.1041 | -11.3454 | 47.2732 | -5.0068 | 41.1742 | -14.4859
226 | 24.9444 | -17.6268 | 25.1145 | -11.335 | 47.2583 | -5.0216 | 41.1375 | -14.5222
227 | 24.8913 | -17.6798 | 25.0863 | -11.3631 | 47.2293 | -5.0506 | 41.0911 | -14.5683
228 | 24.8705 | -17.7003 | 25.1065 | -11.3428 | 47.164 | -5.1158 | 41.0757 | -14.5833
229 | 24.8293 | -17.7414 | 25.0961 | -11.3532 | 47.1122 | -5.1676 | 41.0381 | -14.6205
230 | 24.7982 | -17.7724 | 25.0914 | -11.3578 | 47.0818 | -5.1979 | 41.0204 | -14.6378
231 | 24.7657 | -17.8047 | 25.0752 | -11.374 | 47.0306 | -5.249 | 40.9852 | -14.6727
232 | 24.731 | -17.8393 | 25.0824 | -11.3667 | 47.041 | -5.2386 | 40.9539 | -14.7036
233 | 24.7261 | -17.844 | 25.1346 | -11.3144 | 46.9836 | -5.296 | 40.9224 | -14.7347
234 | 24.6748 | -17.8951 | 25.1146 | -11.3344 | 46.9499 | -5.3296 | 40.887 | -14.7697
235 | 24.6401 | -17.9296 | 25.1135 | -11.3354 | 46.9446 | -5.3348 | 40.8646 | -14.7918
236 | 24.6153 | -17.9543 | 25.127 | -11.3218 | 46.9028 | -5.3766 | 40.8348 | -14.8212
237 | 24.5949 | -17.9745 | 25.1179 | -11.3309 | 46.9077 | -5.3716 | 40.8058 | -14.8498
238 | 24.5544 | -18.0149 | 25.1244 | -11.3244 | 46.8272 | -5.452 | 40.776 | -14.8792
239 | 24.524 | -18.0451 | 25.1571 | -11.2916 | 46.7783 | -5.5009 | 40.7543 | -14.9005
240 | 24.5084 | -18.0605 | 25.1242 | -11.3245 | 46.7405 | -5.5386 | 40.7252 | -14.9293
241 | 24.5005 | -18.0683 | 25.1431 | -11.3055 | 46.7803 | -5.4988 | 40.724 | -14.9301
242 | 24.4603 | -18.1083 | 25.1746 | -11.2739 | 46.7322 | -5.5469 | 40.6671 | -14.9866
243 | 24.4464 | -18.122 | 25.1854 | -11.2631 | 46.6583 | -5.6208 | 40.6586 | -14.9947
244 | 24.4151 | -18.1532 | 25.1586 | -11.2898 | 46.6027 | -5.6763 | 40.6302 | -15.0227
245 | 24.3951 | -18.173 | 25.1622 | -11.2862 | 46.6304 | -5.6485 | 40.6221 | -15.0304
246 | 24.3754 | -18.1925 | 25.1569 | -11.2914 | 46.5956 | -5.6833 | 40.5738 | -15.0784
247 | 24.3463 | -18.2215 | 25.1568 | -11.2914 | 46.575 | -5.7038 | 40.5732 | -15.0786
248 | 24.3156 | -18.252 | 25.183 | -11.2652 | 46.5585 | -5.7203 | 40.5587 | -15.0926
249 | 24.3088 | -18.2587 | 25.188 | -11.2601 | 46.5281 | -5.7506 | 40.5222 | -15.1288
250 | 24.2883 | -18.279 | 25.1723 | -11.2758 | 46.5004 | -5.7782 | 40.4956 | -15.155
251 | 24.2825 | -18.2846 | 25.2044 | -11.2437 | 46.4583 | -5.8203 | 40.481 | -15.1692
252 | 24.27 | -18.297 | 25.2492 | -11.1989 | 46.4172 | -5.8613 | 40.4631 | -15.1867
253 | 24.2428 | -18.324 | 25.2372 | -11.2108 | 46.4233 | -5.8551 | 40.4391 | -15.2103
254 | 24.2297 | -18.3369 | 25.2585 | -11.1895 | 46.4365 | -5.8419 | 40.4341 | -15.2149
255 | 24.2184 | -18.348 | 25.2365 | -11.2114 | 46.4078 | -5.8705 | 40.4178 | -15.2308
256 | 24.194 | -18.3723 | 25.2467 | -11.2011 | 46.4237 | -5.8545 | 40.3896 | -15.2586
257 | 24.1791 | -18.387 | 25.2862 | -11.1616 | 46.3611 | -5.9171 | 40.3818 | -15.266
258 | 24.1694 | -18.3965 | 25.2859 | -11.1619 | 46.3524 | -5.9258 | 40.3589 | -15.2885
259 | 24.164 | -18.4017 | 25.2975 | -11.1502 | 46.3398 | -5.9383 | 40.3406 | -15.3064
260 | 24.138 | -18.4276 | 25.3096 | -11.138 | 46.3896 | -5.8884 | 40.3247 | -15.3219
261 | 24.1284 | -18.437 | 25.3206 | -11.127 | 46.3402 | -5.9377 | 40.3206 | -15.3256
262 | 24.1143 | -18.451 | 25.3328 | -11.1148 | 46.2911 | -5.9868 | 40.3102 | -15.3356
263 | 24.1207 | -18.4444 | 25.3722 | -11.0753 | 46.3153 | -5.9626 | 40.2897 | -15.3557
264 | 24.1013 | -18.4636 | 25.3741 | -11.0734 | 46.3579 | -5.9199 | 40.2819 | -15.3631
265 | 24.088 | -18.4767 | 25.4203 | -11.0271 | 46.3003 | -5.9774 | 40.2536 | -15.391
266 | 24.0881 | -18.4764 | 25.4228 | -11.0246 | 46.2761 | -6.0015 | 40.253 | -15.3911
267 | 24.0635 | -18.5009 | 25.4286 | -11.0188 | 46.2666 | -6.011 | 40.2256 | -15.4182
268 | 24.0449 | -18.5193 | 25.4169 | -11.0304 | 46.2258 | -6.0518 | 40.2185 | -15.4248
269 | 24.0322 | -18.5318 | 25.4602 | -10.9871 | 46.1731 | -6.1044 | 40.1911 | -15.4518
270 | 24.01 | -18.5538 | 25.458 | -10.9892 | 46.2225 | -6.0549 | 40.1707 | -15.4718
271 | 24.0102 | -18.5534 | 25.4917 | -10.9555 | 46.2189 | -6.0585 | 40.1688 | -15.4733
272 | 23.9944 | -18.5691 | 25.4983 | -10.9489 | 46.1712 | -6.1061 | 40.1484 | -15.4933
273 | 23.9727 | -18.5906 | 25.5218 | -10.9253 | 46.135 | -6.1422 | 40.135 | -15.5063
274 | 23.9555 | -18.6076 | 25.5453 | -10.9017 | 46.1447 | -6.1325 | 40.1174 | -15.5235
275 | 23.9268 | -18.6362 | 25.5254 | -10.9216 | 46.1153 | -6.1618 | 40.0797 | -15.5608
276 | 23.9256 | -18.6372 | 25.5557 | -10.8913 | 46.0757 | -6.2014 | 40.0736 | -15.5665
277 | 23.9087 | -18.6539 | 25.5694 | -10.8776 | 46.0612 | -6.2158 | 40.0458 | -15.5939
278 | 23.8717 | -18.6907 | 25.5862 | -10.8607 | 46.0524 | -6.2245 | 40.0304 | -15.6089
279 | 23.8503 | -18.712 | 25.5422 | -10.9047 | 46.0202 | -6.2567 | 39.9932 | -15.6457
280 | 23.8119 | -18.7502 | 25.5838 | -10.863 | 45.9887 | -6.2881 | 39.9846 | -15.6538
281 | 23.7897 | -18.7722 | 25.5884 | -10.8584 | 45.9529 | -6.3239 | 39.9464 | -15.6916
282 | 23.7542 | -18.8075 | 25.5775 | -10.8693 | 45.9288 | -6.3479 | 39.9128 | -15.7248
283 | 23.7373 | -18.8242 | 25.5736 | -10.8731 | 45.8832 | -6.3934 | 39.8731 | -15.7641
284 | 23.717 | -18.8444 | 25.574 | -10.8727 | 45.8748 | -6.4017 | 39.8597 | -15.777
285 | 23.6896 | -18.8715 | 25.5837 | -10.8629 | 45.8703 | -6.4062 | 39.8145 | -15.8218
286 | 23.6358 | -18.9251 | 25.5287 | -10.9179 | 45.7674 | -6.509 | 39.7759 | -15.86
287 | 23.6019 | -18.9589 | 25.5403 | -10.9062 | 45.8125 | -6.4639 | 39.7606 | -15.8749
288 | 23.5722 | -18.9884 | 25.5462 | -10.9003 | 45.7296 | -6.5467 | 39.7243 | -15.9108
289 | 23.5413 | -19.0191 | 25.5462 | -10.9003 | 45.6681 | -6.6081 | 39.6892 | -15.9454
290 | 23.5013 | -19.059 | 25.5404 | -10.9061 | 45.6884 | -6.5878 | 39.6403 | -15.994
291 | 23.4563 | -19.1038 | 25.5034 | -10.943 | 45.6082 | -6.6679 | 39.6167 | -16.0171
292 | 23.4278 | -19.132 | 25.482 | -10.9644 | 45.5499 | -6.7261 | 39.5796 | -16.0538
293 | 23.3831 | -19.1766 | 25.4961 | -10.9503 | 45.516 | -6.76 | 39.5289 | -16.1041
294 | 23.3528 | -19.2068 | 25.4842 | -10.9622 | 45.4532 | -6.8227 | 39.5093 | -16.1233
295 | 23.318 | -19.2414 | 25.4569 | -10.9893 | 45.4203 | -6.8555 | 39.4603 | -16.1718
296 | 23.2718 | -19.2874 | 25.4456 | -11.0007 | 45.3966 | -6.8792 | 39.4237 | -16.208
297 | 23.2427 | -19.3163 | 25.4342 | -11.012 | 45.3405 | -6.9352 | 39.394 | -16.2373
298 | 23.2027 | -19.356 | 25.4352 | -11.0109 | 45.3293 | -6.9463 | 39.3547 | -16.2762
299 | 23.1769 | -19.3817 | 25.429 | -11.0171 | 45.2496 | -7.026 | 39.3248 | -16.3056
300 | 23.1442 | -19.4142 | 25.3995 | -11.0466 | 45.2379 | -7.0376 | 39.2956 | -16.3344
301 | 23.1129 | -19.4454 | 25.3877 | -11.0584 | 45.186 | -7.0894 | 39.2688 | -16.3607
302 | 23.0666 | -19.4914 | 25.3642 | -11.0819 | 45.1432 | -7.1322 | 39.2317 | -16.3975
303 | 23.043 | -19.5148 | 25.3533 | -11.0927 | 45.1093 | -7.166 | 39.195 | -16.4337
304 | 23.0098 | -19.5479 | 25.3683 | -11.0776 | 45.0813 | -7.1939 | 39.1654 | -16.4629
305 | 22.986 | -19.5714 | 25.3624 | -11.0835 | 45.0675 | -7.2077 | 39.1314 | -16.4965
306 | 22.969 | -19.5883 | 25.3564 | -11.0895 | 45.0221 | -7.253 | 39.1278 | -16.4997
307 | 22.9401 | -19.617 | 25.361 | -11.0849 | 44.9803 | -7.2948 | 39.1089 | -16.5181
308 | 22.9147 | -19.6422 | 25.3169 | -11.1289 | 44.9313 | -7.3436 | 39.0791 | -16.5475
309 | 22.9081 | -19.6486 | 25.3456 | -11.1002 | 44.9568 | -7.318 | 39.0662 | -16.56
310 | 22.8914 | -19.6652 | 25.3368 | -11.1089 | 44.9312 | -7.3436 | 39.0357 | -16.5901
311 | 22.877 | -19.6793 | 25.3368 | -11.109 | 44.9202 | -7.3545 | 39.0155 | -16.6098
312 | 22.862 | -19.6942 | 25.3416 | -11.1041 | 44.869 | -7.4057 | 39.0112 | -16.6136
313 | 22.8537 | -19.7023 | 25.3729 | -11.0728 | 44.8822 | -7.3924 | 39.0108 | -16.6136
314 | 22.8455 | -19.7103 | 25.3806 | -11.065 | 44.8603 | -7.4142 | 38.9986 | -16.6254
315 | 22.8306 | -19.725 | 25.3639 | -11.0817 | 44.8403 | -7.4342 | 38.9792 | -16.6443
316 | 22.8354 | -19.72 | 25.3914 | -11.0542 | 44.8254 | -7.449 | 38.9859 | -16.6372
317 | 22.8368 | -19.7184 | 25.4108 | -11.0348 | 44.8253 | -7.449 | 38.9904 | -16.6323
318 | 22.8505 | -19.7045 | 25.4256 | -11.0199 | 44.8147 | -7.4595 | 38.9909 | -16.6313
319 | 22.8364 | -19.7184 | 25.4605 | -10.985 | 44.8403 | -7.4339 | 38.9729 | -16.649
320 | 22.8362 | -19.7184 | 25.4778 | -10.9676 | 44.8345 | -7.4396 | 38.9783 | -16.6431
321 | 22.8437 | -19.7107 | 25.4984 | -10.9471 | 44.8237 | -7.4503 | 38.9838 | -16.6372
322 | 22.8527 | -19.7016 | 25.5135 | -10.9319 | 44.8233 | -7.4506 | 38.9892 | -16.6313
323 | 22.8427 | -19.7114 | 25.5668 | -10.8786 | 44.8338 | -7.4401 | 38.9841 | -16.636
324 | 22.8559 | -19.6979 | 25.5612 | -10.8842 | 44.8546 | -7.4192 | 38.9891 | -16.6306
325 | 22.8624 | -19.6913 | 25.5844 | -10.8609 | 44.828 | -7.4457 | 38.9893 | -16.6299
326 | 22.8622 | -19.6913 | 25.6307 | -10.8146 | 44.8447 | -7.429 | 38.9869 | -16.6319
327 | 22.861 | -19.6923 | 25.6707 | -10.7746 | 44.8493 | -7.4243 | 39.0012 | -16.6172
328 | 22.8751 | -19.678 | 25.6831 | -10.7621 | 44.8663 | -7.4072 | 38.9947 | -16.6232
329 | 22.8727 | -19.6802 | 25.7124 | -10.7328 | 44.8529 | -7.4205 | 39.0008 | -16.6166
330 | 22.8784 | -19.6743 | 25.7588 | -10.6864 | 44.8778 | -7.3956 | 39.0004 | -16.6166
331 | 22.876 | -19.6766 | 25.7765 | -10.6687 | 44.8389 | -7.4345 | 39.0066 | -16.61
332 | 22.8816 | -19.6707 | 25.7882 | -10.6569 | 44.8413 | -7.4319 | 39.0123 | -16.6039
333 | 22.8499 | -19.7023 | 25.7741 | -10.6709 | 44.8571 | -7.4161 | 38.9455 | -16.6702
334 | 22.8562 | -19.6957 | 25.7926 | -10.6524 | 44.8225 | -7.4506 | 38.9457 | -16.6695
335 | 22.8541 | -19.6977 | 25.8339 | -10.6111 | 44.8088 | -7.4643 | 38.9402 | -16.6747
336 | 22.8544 | -19.6971 | 25.8512 | -10.5938 | 44.8132 | -7.4597 | 38.9456 | -16.6688
337 | 22.852 | -19.6994 | 25.8738 | -10.5712 | 44.7928 | -7.4801 | 38.946 | -16.6679
338 | 22.8503 | -19.7009 | 25.8933 | -10.5516 | 44.7731 | -7.4997 | 38.9278 | -16.6857
339 | 22.8229 | -19.7281 | 25.9283 | -10.5166 | 44.7841 | -7.4886 | 38.9163 | -16.6968
340 | 22.809 | -19.7418 | 25.8872 | -10.5577 | 44.783 | -7.4897 | 38.8924 | -16.7202
341 | 22.797 | -19.7536 | 25.9057 | -10.5392 | 44.7469 | -7.5257 | 38.886 | -16.7262
342 | 22.768 | -19.7824 | 25.9165 | -10.5283 | 44.7079 | -7.5646 | 38.8462 | -16.7656
343 | 22.7436 | -19.8066 | 25.9069 | -10.5379 | 44.7348 | -7.5377 | 38.8396 | -16.7717
344 | 22.733 | -19.817 | 25.9222 | -10.5226 | 44.6715 | -7.6008 | 38.8046 | -16.8063
345 | 22.6947 | -19.8551 | 25.8868 | -10.558 | 44.6713 | -7.601 | 38.7645 | -16.8459
346 | 22.6688 | -19.8808 | 25.9126 | -10.5321 | 44.5899 | -7.6823 | 38.7529 | -16.8571
347 | 22.6383 | -19.9111 | 25.8773 | -10.5674 | 44.5626 | -7.7095 | 38.7123 | -16.8973
348 | 22.6106 | -19.9387 | 25.9099 | -10.5348 | 44.5354 | -7.7366 | 38.6838 | -16.9253
349 | 22.5674 | -19.9816 | 25.8567 | -10.588 | 44.4831 | -7.7889 | 38.654 | -16.9547
350 | 22.5254 | -20.0235 | 25.8664 | -10.5782 | 44.4427 | -7.8292 | 38.6013 | -17.0069
351 | 22.5059 | -20.0427 | 25.8456 | -10.599 | 44.4237 | -7.8482 | 38.5801 | -17.0276
352 | 22.4534 | -20.095 | 25.8383 | -10.6062 | 44.3528 | -7.919 | 38.5342 | -17.0732
353 | 22.4279 | -20.1204 | 25.8198 | -10.6247 | 44.3074 | -7.9642 | 38.5002 | -17.1067
354 | 22.3624 | -20.1856 | 25.7828 | -10.6617 | 44.2653 | -8.0063 | 38.4535 | -17.1529
355 | 22.343 | -20.2048 | 25.785 | -10.6595 | 44.2572 | -8.0144 | 38.4255 | -17.1805
356 | 22.3053 | -20.2423 | 25.7594 | -10.6851 | 44.1874 | -8.084 | 38.3775 | -17.228
357 | 22.2651 | -20.2823 | 25.7419 | -10.7025 | 44.1858 | -8.0855 | 38.3342 | -17.2709
358 | 22.2215 | -20.3258 | 25.7257 | -10.7187 | 44.0987 | -8.1726 | 38.294 | -17.3107
359 | 22.1716 | -20.3755 | 25.6984 | -10.7459 | 44.0478 | -8.2234 | 38.2532 | -17.351
360 | 22.1542 | -20.3926 | 25.6684 | -10.7759 | 44.049 | -8.2221 | 38.2452 | -17.3586
361 | 22.1187 | -20.4279 | 25.6607 | -10.7836 | 43.9654 | -8.3057 | 38.1971 | -17.4062
362 | 22.089 | -20.4574 | 25.6474 | -10.7969 | 43.9339 | -8.337 | 38.1712 | -17.4317
363 | 22.0617 | -20.4846 | 25.6158 | -10.8284 | 43.8852 | -8.3857 | 38.1181 | -17.4843
364 | 22.0316 | -20.5144 | 25.6261 | -10.8182 | 43.8961 | -8.3747 | 38.0998 | -17.5022
365 | 21.9893 | -20.5566 | 25.5616 | -10.8826 | 43.8503 | -8.4204 | 38.0601 | -17.5415
366 | 21.9824 | -20.5632 | 25.5837 | -10.8605 | 43.8366 | -8.434 | 38.0522 | -17.5489
367 | 21.9635 | -20.582 | 25.5832 | -10.861 | 43.7836 | -8.487 | 38.0207 | -17.5799
368 | 21.9456 | -20.5997 | 25.5772 | -10.867 | 43.7959 | -8.4746 | 38.009 | -17.5912
369 | 21.923 | -20.622 | 25.593 | -10.8511 | 43.7397 | -8.5307 | 37.9894 | -17.6104
370 | 21.9029 | -20.6419 | 25.5697 | -10.8744 | 43.7299 | -8.5405 | 37.9622 | -17.6371
371 | 21.8969 | -20.6478 | 25.5754 | -10.8687 | 43.7325 | -8.5377 | 37.9434 | -17.6555
372 | 21.8894 | -20.6551 | 25.5875 | -10.8565 | 43.7106 | -8.5596 | 37.9371 | -17.6613
373 | 21.8898 | -20.6544 | 25.5604 | -10.8836 | 43.7217 | -8.5484 | 37.9198 | -17.6782
374 | 21.8823 | -20.6617 | 25.601 | -10.843 | 43.707 | -8.563 | 37.9296 | -17.6679
375 | 21.8894 | -20.6544 | 25.5893 | -10.8547 | 43.7377 | -8.5322 | 37.929 | -17.668
376 | 21.9009 | -20.6428 | 25.6083 | -10.8356 | 43.7209 | -8.5489 | 37.9249 | -17.6718
377 | 21.9182 | -20.6253 | 25.6587 | -10.7852 | 43.7345 | -8.5353 | 37.9405 | -17.6556
378 | 21.9131 | -20.6301 | 25.6531 | -10.7907 | 43.7227 | -8.547 | 37.9381 | -17.6576
379 | 21.9284 | -20.6147 | 25.6825 | -10.7614 | 43.7008 | -8.5688 | 37.9377 | -17.6576
380 | 21.9283 | -20.6146 | 25.7001 | -10.7437 | 43.7153 | -8.5542 | 37.9731 | -17.6217
381 | 21.9501 | -20.5926 | 25.7471 | -10.6967 | 43.7682 | -8.5013 | 37.9581 | -17.6363
382 | 21.9666 | -20.5759 | 25.731 | -10.7128 | 43.7547 | -8.5146 | 37.9693 | -17.6247
383 | 21.9863 | -20.5559 | 25.7882 | -10.6555 | 43.7817 | -8.4876 | 37.9946 | -17.5989
384 | 22.0127 | -20.5294 | 25.8317 | -10.612 | 43.7991 | -8.4701 | 37.9914 | -17.6017
385 | 22.0154 | -20.5264 | 25.8603 | -10.5834 | 43.7961 | -8.473 | 38.0209 | -17.5717
386 | 22.0449 | -20.4968 | 25.8897 | -10.554 | 43.8247 | -8.4444 | 38.0374 | -17.5547
387 | 22.0591 | -20.4823 | 25.9505 | -10.4931 | 43.8546 | -8.4143 | 38.0488 | -17.5429
388 | 22.0882 | -20.4531 | 25.9909 | -10.4528 | 43.847 | -8.4218 | 38.0657 | -17.5255
389 | 22.1028 | -20.4383 | 26.0079 | -10.4357 | 43.8544 | -8.4144 | 38.0739 | -17.5169
390 | 22.1106 | -20.4302 | 26.04 | -10.4035 | 43.8633 | -8.4054 | 38.0829 | -17.5075
391 | 22.1383 | -20.4023 | 26.0874 | -10.3562 | 43.9202 | -8.3484 | 38.0876 | -17.5023
392 | 22.1463 | -20.3942 | 26.091 | -10.3526 | 43.8654 | -8.4032 | 38.1066 | -17.4829
393 | 22.1461 | -20.3942 | 26.1977 | -10.2458 | 43.8818 | -8.3866 | 38.1188 | -17.4702
394 | 22.1677 | -20.3723 | 26.214 | -10.2295 | 43.9344 | -8.334 | 38.1247 | -17.4638
395 | 22.1692 | -20.3706 | 26.2209 | -10.2225 | 43.9277 | -8.3406 | 38.1298 | -17.4583
396 | 22.1756 | -20.364 | 26.2577 | -10.1858 | 43.9499 | -8.3183 | 38.1301 | -17.4575
397 | 22.1689 | -20.3705 | 26.2509 | -10.1926 | 43.9291 | -8.339 | 38.1327 | -17.4545
398 | 22.1841 | -20.3551 | 26.3133 | -10.1301 | 43.9281 | -8.3399 | 38.1277 | -17.4591
399 | 22.1758 | -20.3632 | 26.3601 | -10.0833 | 43.8893 | -8.3787 | 38.1277 | -17.4586
400 | 22.1623 | -20.3765 | 26.3269 | -10.1164 | 43.891 | -8.3769 | 38.1045 | -17.4813
401 | 22.1694 | -20.3692 | 26.339 | -10.1043 | 43.9069 | -8.3608 | 38.0991 | -17.4864
402 | 22.1619 | -20.3765 | 26.3524 | -10.0909 | 43.8953 | -8.3724 | 38.0766 | -17.5084
403 | 22.1332 | -20.405 | 26.3767 | -10.0666 | 43.8237 | -8.4439 | 38.0849 | -17.4996
404 | 22.1045 | -20.4335 | 26.3953 | -10.0479 | 43.8024 | -8.4651 | 38.0605 | -17.5236
405 | 22.0898 | -20.448 | 26.395 | -10.0482 | 43.7949 | -8.4725 | 38.0487 | -17.5349
406 | 22.0743 | -20.4632 | 26.3959 | -10.0473 | 43.7816 | -8.4857 | 38.0263 | -17.5569
407 | 22.0405 | -20.4968 | 26.3973 | -10.0458 | 43.7384 | -8.5289 | 38.0097 | -17.573
408 | 22.0314 | -20.5058 | 26.3502 | -10.0929 | 43.7158 | -8.5514 | 37.979 | -17.6033
409 | 22.0032 | -20.5338 | 26.3897 | -10.0534 | 43.6805 | -8.5865 | 37.9609 | -17.6209
410 | 21.967 | -20.5698 | 26.3577 | -10.0854 | 43.6224 | -8.6446 | 37.9131 | -17.6683
411 | 21.9388 | -20.5977 | 26.3493 | -10.0937 | 43.609 | -8.6579 | 37.8825 | -17.6985
412 | 21.9092 | -20.6271 | 26.3305 | -10.1125 | 43.5575 | -8.7094 | 37.8258 | -17.7547
413 | 21.8811 | -20.6551 | 26.3044 | -10.1386 | 43.515 | -8.7518 | 37.7968 | -17.7833
414 | 21.831 | -20.7049 | 26.2901 | -10.1529 | 43.4941 | -8.7726 | 37.7448 | -17.8348
415 | 21.7939 | -20.7419 | 26.2526 | -10.1904 | 43.4031 | -8.8634 | 37.7119 | -17.8672
416 | 21.765 | -20.7705 | 26.2332 | -10.2098 | 43.3859 | -8.8806 | 37.6718 | -17.9068
417 | 21.7134 | -20.8219 | 26.2373 | -10.2056 | 43.3166 | -8.9498 | 37.636 | -17.9423
418 | 21.6783 | -20.8568 | 26.2006 | -10.2423 | 43.2877 | -8.9787 | 37.6099 | -17.9679
419 | 21.6284 | -20.9065 | 26.1593 | -10.2836 | 43.2292 | -9.037 | 37.5632 | -18.0142
420 | 21.5921 | -20.9426 | 26.1308 | -10.3121 | 43.1933 | -9.0729 | 37.5208 | -18.0562
421 | 21.5493 | -20.9852 | 26.1231 | -10.3197 | 43.1455 | -9.1206 | 37.4864 | -18.0901
422 | 21.5285 | -21.0058 | 26.0789 | -10.3639 | 43.0883 | -9.1777 | 37.4677 | -18.1083
423 | 21.4989 | -21.0353 | 26.085 | -10.3578 | 43.061 | -9.2048 | 37.4364 | -18.1392
424 | 21.4561 | -21.0778 | 26.0469 | -10.3959 | 43.0336 | -9.2322 | 37.372 | -18.2031
425 | 21.4279 | -21.1058 | 26.0154 | -10.4274 | 42.9736 | -9.2921 | 37.3319 | -18.2428
426 | 21.3917 | -21.1418 | 26.0019 | -10.4408 | 42.9494 | -9.3162 | 37.2946 | -18.2796
427 | 21.3836 | -21.1497 | 25.9772 | -10.4655 | 42.9395 | -9.326 | 37.2794 | -18.2944
428 | 21.3492 | -21.1839 | 25.9636 | -10.4791 | 42.911 | -9.3545 | 37.2416 | -18.3317
429 | 21.3128 | -21.2201 | 25.932 | -10.5107 | 42.8904 | -9.3749 | 37.2043 | -18.3686
430 | 21.2909 | -21.2418 | 25.9125 | -10.5301 | 42.8347 | -9.4306 | 37.1678 | -18.4046
431 | 21.2694 | -21.2631 | 25.8761 | -10.5665 | 42.8233 | -9.4419 | 37.1468 | -18.4252
432 | 21.2658 | -21.2665 | 25.8888 | -10.5538 | 42.828 | -9.4371 | 37.1356 | -18.436
433 | 21.255 | -21.2771 | 25.8759 | -10.5666 | 42.7908 | -9.4742 | 37.1166 | -18.4545
434 | 21.2548 | -21.2771 | 25.8581 | -10.5845 | 42.7992 | -9.4657 | 37.1014 | -18.4693
435 | 21.2545 | -21.2771 | 25.8576 | -10.5849 | 42.7644 | -9.5004 | 37.0906 | -18.4796
436 | 21.2471 | -21.2844 | 25.8722 | -10.5703 | 42.7857 | -9.479 | 37.0893 | -18.4804
437 | 21.2608 | -21.2705 | 25.87 | -10.5725 | 42.806 | -9.4586 | 37.0887 | -18.4806
438 | 21.2605 | -21.2706 | 25.8764 | -10.566 | 42.7775 | -9.487 | 37.1009 | -18.468
439 | 21.2736 | -21.2573 | 25.9022 | -10.5402 | 42.8132 | -9.4513 | 37.0925 | -18.4759
440 | 21.2668 | -21.2639 | 25.9192 | -10.5232 | 42.7918 | -9.4726 | 37.0978 | -18.4702
441 | 21.2879 | -21.2426 | 25.9141 | -10.5282 | 42.801 | -9.4632 | 37.1114 | -18.4561
442 | 21.3024 | -21.2279 | 25.9383 | -10.5041 | 42.8122 | -9.4519 | 37.1087 | -18.4584
443 | 21.3036 | -21.2264 | 25.9566 | -10.4857 | 42.8135 | -9.4506 | 37.1075 | -18.4591
444 | 21.3247 | -21.2052 | 25.9685 | -10.4738 | 42.8128 | -9.4512 | 37.1065 | -18.4597
445 | 21.3307 | -21.1989 | 26.032 | -10.4103 | 42.8398 | -9.4241 | 37.1376 | -18.4282
446 | 21.3309 | -21.1985 | 26.0434 | -10.3988 | 42.8374 | -9.4264 | 37.1451 | -18.4202
447 | 21.3594 | -21.1698 | 26.0701 | -10.3722 | 42.8537 | -9.41 | 37.1487 | -18.4162
448 | 21.3732 | -21.1559 | 26.1313 | -10.3109 | 42.8602 | -9.4034 | 37.1679 | -18.3965
449 | 21.3698 | -21.159 | 26.1447 | -10.2974 | 42.8736 | -9.3899 | 37.1807 | -18.3833
450 | 21.3809 | -21.1477 | 26.183 | -10.2592 | 42.91 | -9.3534 | 37.1906 | -18.373
451 | 21.402 | -21.1264 | 26.2161 | -10.226 | 42.9099 | -9.3534 | 37.1945 | -18.3686
452 | 21.4024 | -21.1259 | 26.2598 | -10.1823 | 42.9298 | -9.3334 | 37.2081 | -18.3546
453 | 21.4097 | -21.1183 | 26.2714 | -10.1707 | 42.9491 | -9.3141 | 37.2325 | -18.3297
454 | 21.4315 | -21.0963 | 26.3173 | -10.1247 | 42.9424 | -9.3207 | 37.2475 | -18.3143
455 | 21.4313 | -21.0963 | 26.3431 | -10.099 | 42.9529 | -9.3101 | 37.2368 | -18.3245
456 | 21.4531 | -21.0743 | 26.4018 | -10.0402 | 42.9679 | -9.295 | 37.251 | -18.3099
457 | 21.4611 | -21.0661 | 26.4309 | -10.0111 | 42.9597 | -9.3031 | 37.2543 | -18.3061
458 | 21.4549 | -21.0721 | 26.4432 | -9.9987 | 42.9727 | -9.2899 | 37.2633 | -18.2967
459 | 21.4475 | -21.0793 | 26.4781 | -9.9639 | 42.9754 | -9.2872 | 37.2607 | -18.2988
460 | 21.4553 | -21.0713 | 26.4823 | -9.9596 | 42.9803 | -9.2822 | 37.2423 | -18.3168
461 | 21.4432 | -21.0832 | 26.4829 | -9.959 | 42.9627 | -9.2997 | 37.2452 | -18.3135
462 | 21.4564 | -21.0698 | 26.5484 | -9.8935 | 42.9662 | -9.2961 | 37.2373 | -18.321
463 | 21.4569 | -21.069 | 26.5674 | -9.8745 | 42.9525 | -9.3097 | 37.2473 | -18.3105
464 | 21.4591 | -21.0666 | 26.5738 | -9.868 | 42.9557 | -9.3064 | 37.2351 | -18.3223
465 | 21.4506 | -21.0749 | 26.5946 | -9.8472 | 42.9564 | -9.3056 | 37.2259 | -18.3311
466 | 21.4438 | -21.0815 | 26.5896 | -9.8522 | 42.971 | -9.2909 | 37.2137 | -18.3428
467 | 21.4449 | -21.0802 | 26.6008 | -9.841 | 42.9216 | -9.3402 | 37.2065 | -18.3495
468 | 21.4302 | -21.0947 | 26.6148 | -9.8269 | 42.8935 | -9.3683 | 37.1782 | -18.3774
469 | 21.4022 | -21.1225 | 26.6083 | -9.8334 | 42.8796 | -9.382 | 37.1662 | -18.389
470 | 21.4092 | -21.1154 | 26.5942 | -9.8475 | 42.8581 | -9.4035 | 37.1606 | -18.3941
471 | 21.3803 | -21.144 | 26.6075 | -9.8342 | 42.8654 | -9.396 | 37.1281 | -18.4261
472 | 21.3661 | -21.158 | 26.588 | -9.8536 | 42.8122 | -9.4491 | 37.1069 | -18.4469
473 | 21.3439 | -21.1801 | 26.6419 | -9.7998 | 42.7958 | -9.4654 | 37.0928 | -18.4606
474 | 21.3297 | -21.194 | 26.6213 | -9.8203 | 42.7828 | -9.4783 | 37.0692 | -18.4837
475 | 21.3081 | -21.2154 | 26.5875 | -9.8541 | 42.7515 | -9.5096 | 37.039 | -18.5135
476 | 21.2867 | -21.2366 | 26.596 | -9.8456 | 42.7392 | -9.5218 | 37.0206 | -18.5315
477 | 21.2578 | -21.2653 | 26.5735 | -9.868 | 42.6767 | -9.5842 | 36.9923 | -18.5594
478 | 21.2363 | -21.2866 | 26.5541 | -9.8874 | 42.6625 | -9.5983 | 36.9555 | -18.5957
479 | 21.2073 | -21.3154 | 26.5668 | -9.8747 | 42.6172 | -9.6435 | 36.93 | -18.6208
480 | 21.1858 | -21.3367 | 26.5404 | -9.9011 | 42.5723 | -9.6884 | 36.9133 | -18.637
481 | 21.1581 | -21.3642 | 26.5377 | -9.9037 | 42.5447 | -9.7158 | 36.8814 | -18.6685
482 | 21.1464 | -21.3757 | 26.4793 | -9.9621 | 42.5578 | -9.7027 | 36.8515 | -18.698
483 | 21.1119 | -21.41 | 26.5322 | -9.9092 | 42.4807 | -9.7796 | 36.8351 | -18.714
484 | 21.0988 | -21.4229 | 26.4534 | -9.9879 | 42.4679 | -9.7923 | 36.8203 | -18.7283
485 | 21.0694 | -21.4521 | 26.5057 | -9.9357 | 42.4538 | -9.8063 | 36.7833 | -18.7648
486 | 21.0405 | -21.4807 | 26.4923 | -9.949 | 42.4194 | -9.8406 | 36.7541 | -18.7936
487 | 21.019 | -21.502 | 26.4283 | -10.013 | 42.4059 | -9.8541 | 36.739 | -18.8083
488 | 21.0045 | -21.5164 | 26.4053 | -10.0359 | 42.3647 | -9.8951 | 36.7144 | -18.8325
489 | 20.9832 | -21.5374 | 26.432 | -10.0092 | 42.3516 | -9.9081 | 36.692 | -18.8544
490 | 20.9613 | -21.5592 | 26.3985 | -10.0428 | 42.3664 | -9.8933 | 36.6784 | -18.8676
491 | 20.9469 | -21.5734 | 26.4071 | -10.0342 | 42.3312 | -9.9284 | 36.6594 | -18.8862
492 | 20.9125 | -21.6076 | 26.4048 | -10.0364 | 42.2906 | -9.9688 | 36.6391 | -18.9061
493 | 20.9045 | -21.6153 | 26.3724 | -10.0688 | 42.2707 | -9.9886 | 36.6151 | -18.9296
494 | 20.8912 | -21.6285 | 26.3474 | -10.0937 | 42.2186 | -10.0406 | 36.6038 | -18.9405
495 | 20.8819 | -21.6375 | 26.3394 | -10.1017 | 42.2306 | -10.0285 | 36.5826 | -18.9613
496 | 20.8474 | -21.6719 | 26.3258 | -10.1154 | 42.1969 | -10.0621 | 36.561 | -18.9825
497 | 20.8331 | -21.6859 | 26.3319 | -10.1092 | 42.1978 | -10.0612 | 36.5464 | -18.9966
498 | 20.8264 | -21.6925 | 26.3524 | -10.0887 | 42.168 | -10.0909 | 36.529 | -19.0135
499 | 20.818 | -21.7006 | 26.3444 | -10.0967 | 42.1694 | -10.0894 | 36.5346 | -19.0075
500 | 20.804 | -21.7144 | 26.345 | -10.096 | 42.1559 | -10.1027 | 36.5165 | -19.0252
501 | 20.797 | -21.7212 | 26.3481 | -10.0929 | 42.1603 | -10.0983 | 36.5082 | -19.033
502 | 20.797 | -21.721 | 26.3 | -10.1409 | 42.1244 | -10.134 | 36.5033 | -19.0375
503 | 20.79 | -21.7278 | 26.3314 | -10.1095 | 42.1109 | -10.1474 | 36.4954 | -19.045
504 | 20.7898 | -21.7278 | 26.36 | -10.0809 | 42.1236 | -10.1346 | 36.4803 | -19.0597
505 | 20.7888 | -21.7286 | 26.3455 | -10.0955 | 42.1173 | -10.1409 | 36.4776 | -19.0619
506 | 20.7748 | -21.7425 | 26.3445 | -10.0964 | 42.1198 | -10.1383 | 36.4693 | -19.0699
507 | 20.7859 | -21.7312 | 26.3531 | -10.0877 | 42.0973 | -10.1607 | 36.4688 | -19.0699
508 | 20.7842 | -21.7326 | 26.3915 | -10.0493 | 42.1037 | -10.1541 | 36.4733 | -19.0649
509 | 20.788 | -21.7286 | 26.3717 | -10.0691 | 42.0972 | -10.1606 | 36.4678 | -19.0701
510 | 20.7805 | -21.7359 | 26.3653 | -10.0755 | 42.1176 | -10.1401 | 36.4586 | -19.0788
511 | 20.7877 | -21.7285 | 26.3923 | -10.0485 | 42.1432 | -10.1144 | 36.4592 | -19.0778
512 | 20.7809 | -21.7352 | 26.4058 | -10.035 | 42.1084 | -10.149 | 36.4527 | -19.0838
513 | 20.7807 | -21.7351 | 26.3704 | -10.0703 | 42.1033 | -10.154 | 36.4485 | -19.0876
514 | 20.7675 | -21.7482 | 26.3933 | -10.0474 | 42.0834 | -10.1739 | 36.4371 | -19.0986
515 | 20.7784 | -21.737 | 26.4255 | -10.0152 | 42.1031 | -10.154 | 36.4478 | -19.0875
516 | 20.7798 | -21.7354 | 26.4512 | -9.9894 | 42.122 | -10.135 | 36.4288 | -19.106
517 | 20.7882 | -21.7268 | 26.439 | -10.0016 | 42.1098 | -10.1472 | 36.4316 | -19.1028
518 | 20.787 | -21.7278 | 26.4586 | -9.982 | 42.141 | -10.1158 | 36.4259 | -19.1082
519 | 20.7942 | -21.7204 | 26.4718 | -9.9687 | 42.121 | -10.1358 | 36.4188 | -19.1148
520 | 20.7873 | -21.7271 | 26.452 | -9.9886 | 42.1035 | -10.1532 | 36.4212 | -19.112
521 | 20.7864 | -21.7278 | 26.505 | -9.9356 | 42.0878 | -10.1687 | 36.4274 | -19.1053
522 | 20.7862 | -21.7278 | 26.5207 | -9.9198 | 42.094 | -10.1625 | 36.4175 | -19.1149
523 | 20.7932 | -21.7206 | 26.5319 | -9.9086 | 42.0868 | -10.1696 | 36.4254 | -19.1065
524 | 20.793 | -21.7206 | 26.5566 | -9.8839 | 42.0998 | -10.1564 | 36.4099 | -19.1215
525 | 20.7937 | -21.7197 | 26.5389 | -9.9016 | 42.0812 | -10.175 | 36.4059 | -19.1252
526 | 20.7934 | -21.7198 | 26.5462 | -9.8943 | 42.1196 | -10.1365 | 36.4054 | -19.1252
527 | 20.7859 | -21.7271 | 26.5657 | -9.8747 | 42.064 | -10.1919 | 36.3978 | -19.1324
528 | 20.7857 | -21.7271 | 26.5962 | -9.8442 | 42.112 | -10.1438 | 36.4017 | -19.1281
529 | 20.7928 | -21.7198 | 26.6002 | -9.8401 | 42.1052 | -10.1506 | 36.3925 | -19.1369
530 | 20.7788 | -21.7336 | 26.6459 | -9.7944 | 42.0788 | -10.1769 | 36.3888 | -19.1401
531 | 20.7786 | -21.7336 | 26.6347 | -9.8056 | 42.0487 | -10.2068 | 36.3799 | -19.1486
532 | 20.7784 | -21.7336 | 26.6651 | -9.7752 | 42.0294 | -10.226 | 36.37 | -19.1581
533 | 20.7652 | -21.7466 | 26.6339 | -9.8063 | 42.0329 | -10.2224 | 36.3632 | -19.1646
534 | 20.7779 | -21.7337 | 26.6759 | -9.7643 | 42.0212 | -10.234 | 36.3646 | -19.1627
535 | 20.7637 | -21.7476 | 26.6834 | -9.7569 | 42.0062 | -10.249 | 36.3547 | -19.1722
536 | 20.7636 | -21.7476 | 26.6868 | -9.7534 | 41.9929 | -10.2621 | 36.3366 | -19.1898
537 | 20.7618 | -21.7492 | 26.7165 | -9.7236 | 41.9474 | -10.3075 | 36.331 | -19.195
538 | 20.7565 | -21.7543 | 26.6963 | -9.7438 | 41.9605 | -10.2944 | 36.3394 | -19.1862
539 | 20.749 | -21.7616 | 26.7316 | -9.7085 | 41.9279 | -10.3268 | 36.3223 | -19.2029
540 | 20.7554 | -21.755 | 26.737 | -9.7031 | 41.914 | -10.3406 | 36.328 | -19.1968
541 | 20.7347 | -21.7755 | 26.7456 | -9.6945 | 41.9065 | -10.3481 | 36.3059 | -19.2185
542 | 20.7205 | -21.7895 | 26.7327 | -9.7074 | 41.8754 | -10.379 | 36.2959 | -19.2281
543 | 20.7203 | -21.7896 | 26.7448 | -9.6953 | 41.887 | -10.3673 | 36.2882 | -19.2354
544 | 20.72 | -21.7896 | 26.7521 | -9.6879 | 41.8766 | -10.3776 | 36.2921 | -19.231
545 | 20.7122 | -21.7973 | 26.7381 | -9.7019 | 41.8386 | -10.4155 | 36.269 | -19.2537
546 | 20.7123 | -21.7969 | 26.7725 | -9.6674 | 41.8382 | -10.4158 | 36.2756 | -19.2467
547 | 20.6984 | -21.8106 | 26.7582 | -9.6818 | 41.8334 | -10.4205 | 36.2677 | -19.2542
548 | 20.692 | -21.8168 | 26.7791 | -9.6608 | 41.8519 | -10.4019 | 36.2776 | -19.2438
549 | 20.6914 | -21.8172 | 26.8039 | -9.636 | 41.8384 | -10.4153 | 36.2643 | -19.2568
550 | 20.6904 | -21.818 | 26.7674 | -9.6725 | 41.8142 | -10.4393 | 36.2565 | -19.2641
551 | 20.6907 | -21.8176 | 26.8152 | -9.6246 | 41.7958 | -10.4577 | 36.24 | -19.2802
552 | 20.6692 | -21.8388 | 26.7981 | -9.6417 | 41.8221 | -10.4313 | 36.2237 | -19.2962
553 | 20.6484 | -21.8594 | 26.8109 | -9.6289 | 41.7902 | -10.463 | 36.2069 | -19.3126
554 | 20.6553 | -21.8524 | 26.8124 | -9.6274 | 41.8108 | -10.4423 | 36.2107 | -19.3083
555 | 20.6414 | -21.866 | 26.854 | -9.5858 | 41.7601 | -10.493 | 36.1963 | -19.3222
556 | 20.6357 | -21.8715 | 26.7915 | -9.6482 | 41.7542 | -10.4987 | 36.174 | -19.3442
557 | 20.6278 | -21.8793 | 26.8083 | -9.6314 | 41.7604 | -10.4925 | 36.1801 | -19.3377
558 | 20.6202 | -21.8866 | 26.8325 | -9.6072 | 41.7549 | -10.4979 | 36.1656 | -19.3517
559 | 20.62 | -21.8866 | 26.8044 | -9.6353 | 41.7235 | -10.5291 | 36.1624 | -19.3545
560 | 20.5992 | -21.9073 | 26.8101 | -9.6296 | 41.7232 | -10.5293 | 36.1464 | -19.3702
561 | 20.5924 | -21.9138 | 26.8055 | -9.6341 | 41.7057 | -10.5467 | 36.1344 | -19.3817
562 | 20.578 | -21.928 | 26.8165 | -9.6231 | 41.711 | -10.5414 | 36.1308 | -19.385
563 | 20.5785 | -21.9274 | 26.83 | -9.6096 | 41.6786 | -10.5736 | 36.1135 | -19.4019
564 | 20.5588 | -21.9469 | 26.8236 | -9.6159 | 41.6567 | -10.5954 | 36.0981 | -19.4169
565 | 20.552 | -21.9535 | 26.7891 | -9.6505 | 41.6336 | -10.6184 | 36.0842 | -19.4303
566 | 20.5373 | -21.968 | 26.8189 | -9.6206 | 41.6302 | -10.6217 | 36.071 | -19.4431
567 | 20.5251 | -21.9799 | 26.8022 | -9.6373 | 41.5965 | -10.6553 | 36.0453 | -19.4684
568 | 20.5281 | -21.9768 | 26.8148 | -9.6247 | 41.6047 | -10.647 | 36.0472 | -19.4661
569 | 20.5096 | -21.9951 | 26.7942 | -9.6452 | 41.5857 | -10.6658 | 36.0234 | -19.4895
570 | 20.4973 | -22.0072 | 26.7893 | -9.6501 | 41.5368 | -10.7147 | 36.0132 | -19.4993
571 | 20.4905 | -22.0138 | 26.7819 | -9.6574 | 41.5618 | -10.6896 | 36.0017 | -19.5104
572 | 20.486 | -22.0181 | 26.794 | -9.6453 | 41.5803 | -10.671 | 35.9913 | -19.5204
573 | 20.4768 | -22.0271 | 26.7593 | -9.68 | 41.5401 | -10.711 | 35.9782 | -19.5331
574 | 20.4642 | -22.0395 | 26.7741 | -9.6652 | 41.5503 | -10.7008 | 35.9674 | -19.5434
575 | 20.453 | -22.0505 | 26.7686 | -9.6707 | 41.509 | -10.742 | 35.9553 | -19.5552
576 | 20.4439 | -22.0594 | 26.7528 | -9.6865 | 41.5137 | -10.7371 | 35.9604 | -19.5497
577 | 20.4313 | -22.0718 | 26.7791 | -9.6601 | 41.5062 | -10.7445 | 35.9455 | -19.5642
578 | 20.4273 | -22.0757 | 26.7594 | -9.6798 | 41.5038 | -10.7468 | 35.9401 | -19.5692
579 | 20.4234 | -22.0793 | 26.7872 | -9.652 | 41.4912 | -10.7593 | 35.9176 | -19.5913
580 | 20.4166 | -22.0859 | 26.8132 | -9.626 | 41.4838 | -10.7666 | 35.9171 | -19.5914
581 | 20.4099 | -22.0925 | 26.7656 | -9.6735 | 41.4761 | -10.7741 | 35.9146 | -19.5935
582 | 20.4096 | -22.0925 | 26.7974 | -9.6418 | 41.4827 | -10.7675 | 35.8943 | -19.6134
583 | 20.397 | -22.105 | 26.792 | -9.6471 | 41.441 | -10.8091 | 35.8928 | -19.6145
584 | 20.3902 | -22.1115 | 26.8077 | -9.6313 | 41.4386 | -10.8113 | 35.8745 | -19.6324
585 | 20.403 | -22.0986 | 26.8143 | -9.6248 | 41.4121 | -10.8378 | 35.8804 | -19.6261
586 | 20.3874 | -22.1139 | 26.8119 | -9.6271 | 41.4121 | -10.8377 | 35.8646 | -19.6414
587 | 20.383 | -22.1182 | 26.7828 | -9.6562 | 41.4095 | -10.8402 | 35.8599 | -19.6458
588 | 20.396 | -22.105 | 26.8115 | -9.6275 | 41.4212 | -10.8283 | 35.8574 | -19.6479
589 | 20.3826 | -22.1182 | 26.8282 | -9.6108 | 41.4043 | -10.8451 | 35.8548 | -19.6501
590 | 20.382 | -22.1186 | 26.8143 | -9.6247 | 41.3983 | -10.851 | 35.8587 | -19.6458
591 | 20.3822 | -22.1182 | 26.8552 | -9.5838 | 41.3923 | -10.8569 | 35.8235 | -19.6806
592 | 20.3688 | -22.1314 | 26.8223 | -9.6166 | 41.3915 | -10.8576 | 35.8302 | -19.6735
593 | 20.3884 | -22.1116 | 26.8692 | -9.5696 | 41.3802 | -10.8688 | 35.8564 | -19.6469
594 | 20.3882 | -22.1116 | 26.8621 | -9.5768 | 41.3802 | -10.8687 | 35.8227 | -19.6802
595 | 20.4006 | -22.0991 | 26.9041 | -9.5347 | 41.3956 | -10.8531 | 35.8461 | -19.6564
596 | 20.3879 | -22.1115 | 26.9039 | -9.5349 | 41.3741 | -10.8745 | 35.8221 | -19.6801
597 | 20.3943 | -22.105 | 26.9177 | -9.5211 | 41.3847 | -10.8638 | 35.8056 | -19.6961
598 | 20.4 | -22.0991 | 26.9196 | -9.5191 | 41.3378 | -10.9106 | 35.8214 | -19.6799
599 | 20.4063 | -22.0925 | 26.9588 | -9.4799 | 41.3453 | -10.9031 | 35.828 | -19.673
600 | 20.3996 | -22.0991 | 26.9234 | -9.5153 | 41.3445 | -10.9037 | 35.8335 | -19.6671
601 | 20.4127 | -22.0857 | 26.9449 | -9.4938 | 41.3558 | -10.8923 | 35.8353 | -19.6648
602 | 20.4058 | -22.0925 | 26.9731 | -9.4655 | 41.3616 | -10.8864 | 35.8262 | -19.6736
603 | 20.4123 | -22.0858 | 26.9866 | -9.452 | 41.3681 | -10.8798 | 35.8236 | -19.6758
604 | 20.4187 | -22.0792 | 27.014 | -9.4246 | 41.3643 | -10.8835 | 35.8297 | -19.6693
605 | 20.4186 | -22.0791 | 27.0298 | -9.4088 | 41.3622 | -10.8855 | 35.8273 | -19.6713
606 | 20.4267 | -22.0708 | 27.0296 | -9.4089 | 41.3523 | -10.8952 | 35.8411 | -19.6572
607 | 20.4223 | -22.0751 | 27.0637 | -9.3748 | 41.3693 | -10.8782 | 35.8235 | -19.6744
608 | 20.4326 | -22.0646 | 27.1032 | -9.3353 | 41.3478 | -10.8995 | 35.8291 | -19.6684
609 | 20.4258 | -22.0712 | 27.104 | -9.3345 | 41.3552 | -10.8921 | 35.838 | -19.6591
610 | 20.428 | -22.0688 | 27.1139 | -9.3245 | 41.3375 | -10.9097 | 35.8269 | -19.6698
611 | 20.4387 | -22.0579 | 27.1149 | -9.3235 | 41.3527 | -10.8943 | 35.8183 | -19.678
612 | 20.4318 | -22.0645 | 27.1313 | -9.3071 | 41.3386 | -10.9083 | 35.8179 | -19.678
613 | 20.4251 | -22.0711 | 27.1658 | -9.2726 | 41.3391 | -10.9077 | 35.8241 | -19.6714
614 | 20.4439 | -22.0521 | 27.193 | -9.2454 | 41.3284 | -10.9183 | 35.7976 | -19.6976
615 | 20.4313 | -22.0645 | 27.1848 | -9.2535 | 41.3286 | -10.918 | 35.8271 | -19.6677
616 | 20.4311 | -22.0645 | 27.2064 | -9.2319 | 41.3259 | -10.9206 | 35.8524 | -19.642
617 | 20.4243 | -22.0711 | 27.2054 | -9.2329 | 41.3085 | -10.9379 | 35.8043 | -19.6897
618 | 20.4341 | -22.0612 | 27.1973 | -9.2409 | 41.3029 | -10.9433 | 35.8007 | -19.6929
619 | 20.4317 | -22.0634 | 27.1897 | -9.2485 | 41.3102 | -10.9359 | 35.793 | -19.7002
620 | 20.4238 | -22.0711 | 27.2091 | -9.2291 | 41.2862 | -10.9599 | 35.7883 | -19.7045
621 | 20.4184 | -22.0762 | 27.2164 | -9.2218 | 41.3085 | -10.9374 | 35.7344 | -19.758
622 | 20.4182 | -22.0763 | 27.2024 | -9.2357 | 41.2654 | -10.9803 | 35.7658 | -19.7263
623 | 20.4122 | -22.0821 | 27.2362 | -9.202 | 41.2888 | -10.9569 | 35.7615 | -19.7302
624 | 20.4053 | -22.0888 | 27.2207 | -9.2174 | 41.279 | -10.9665 | 35.7567 | -19.7347
625 | 20.4117 | -22.0822 | 27.2273 | -9.2108 | 41.2525 | -10.9929 | 35.7533 | -19.7376
626 | 20.399 | -22.0947 | 27.2194 | -9.2187 | 41.2525 | -10.9928 | 35.7177 | -19.7729
627 | 20.3873 | -22.1063 | 27.2266 | -9.2114 | 41.2159 | -11.0293 | 35.6977 | -19.7925
628 | 20.3916 | -22.1017 | 27.2237 | -9.2143 | 41.2352 | -11.0099 | 35.6993 | -19.7905
629 | 20.3801 | -22.1131 | 27.258 | -9.18 | 41.2295 | -11.0155 | 35.6871 | -19.8023
630 | 20.3674 | -22.1256 | 27.2417 | -9.1962 | 41.2019 | -11.043 | 35.6598 | -19.8293
631 | 20.3606 | -22.1322 | 27.226 | -9.2119 | 41.2134 | -11.0314 | 35.6577 | -19.8309
632 | 20.3546 | -22.138 | 27.215 | -9.2229 | 41.2032 | -11.0415 | 35.6478 | -19.8405
633 | 20.3485 | -22.1439 | 27.2223 | -9.2156 | 41.2031 | -11.0415 | 35.6306 | -19.8574
634 | 20.3424 | -22.1498 | 27.2149 | -9.223 | 41.1646 | -11.0799 | 35.6272 | -19.8604
635 | 20.3356 | -22.1564 | 27.2272 | -9.2106 | 41.178 | -11.0664 | 35.6084 | -19.8787
636 | 20.3229 | -22.1689 | 27.2329 | -9.2049 | 41.1489 | -11.0953 | 35.5897 | -19.8971
637 | 20.322 | -22.1697 | 27.2044 | -9.2334 | 41.1398 | -11.1043 | 35.5865 | -19.9
638 | 20.2983 | -22.1932 | 27.1897 | -9.2481 | 41.1194 | -11.1246 | 35.5677 | -19.9184
639 | 20.2856 | -22.2057 | 27.1953 | -9.2424 | 41.1193 | -11.1245 | 35.5467 | -19.939
640 | 20.2862 | -22.205 | 27.1863 | -9.2514 | 41.0932 | -11.1505 | 35.5477 | -19.9376
641 | 20.2669 | -22.224 | 27.2093 | -9.2284 | 41.1088 | -11.1349 | 35.5226 | -19.9623
642 | 20.2674 | -22.2233 | 27.2192 | -9.2184 | 41.0953 | -11.1483 | 35.5239 | -19.9607
643 | 20.2679 | -22.2226 | 27.1857 | -9.252 | 41.0536 | -11.1898 | 35.5047 | -19.9795
644 | 20.2743 | -22.216 | 27.2125 | -9.2251 | 41.0491 | -11.1942 | 35.4948 | -19.989
645 | 20.2653 | -22.2249 | 27.1643 | -9.2733 | 41.0537 | -11.1895 | 35.4782 | -20.0052
646 | 20.2616 | -22.2284 | 27.1643 | -9.2733 | 41.0158 | -11.2273 | 35.4625 | -20.0206
647 | 20.2486 | -22.2413 | 27.2337 | -9.2038 | 41.0182 | -11.2248 | 35.4634 | -20.0193
648 | 20.2361 | -22.2535 | 27.2819 | -9.1556 | 41.0418 | -11.2011 | 35.4469 | -20.0354
649 | 20.2301 | -22.2594 | 27.2277 | -9.2097 | 40.994 | -11.2488 | 35.4527 | -20.0293
650 | 20.2233 | -22.266 | 27.2267 | -9.2107 | 40.9965 | -11.2462 | 35.446 | -20.0357
651 | 20.212 | -22.2771 | 27.2268 | -9.2106 | 40.9747 | -11.2678 | 35.4474 | -20.0339
652 | 20.2105 | -22.2784 | 27.248 | -9.1894 | 41.0117 | -11.2307 | 35.447 | -20.0339
653 | 20.2102 | -22.2785 | 27.2486 | -9.1887 | 40.974 | -11.2683 | 35.4408 | -20.0397
654 | 20.2042 | -22.2843 | 27.2552 | -9.1822 | 40.9844 | -11.2578 | 35.4323 | -20.0478
655 | 20.1974 | -22.291 | 27.2566 | -9.1807 | 40.9691 | -11.2729 | 35.4173 | -20.0625
656 | 20.1913 | -22.2969 | 27.2765 | -9.1608 | 40.9615 | -11.2805 | 35.4169 | -20.0625
657 | 20.1972 | -22.2907 | 27.2894 | -9.1479 | 40.9657 | -11.2762 | 35.4115 | -20.0676
658 | 20.1844 | -22.3034 | 27.3129 | -9.1243 | 40.9598 | -11.2819 | 35.4015 | -20.0772
659 | 20.1901 | -22.2975 | 27.3273 | -9.11 | 40.9496 | -11.292 | 35.3799 | -20.0984
660 | 20.1899 | -22.2975 | 27.2995 | -9.1377 | 40.9428 | -11.2988 | 35.3875 | -20.0905
661 | 20.1962 | -22.291 | 27.3202 | -9.1169 | 40.9482 | -11.2932 | 35.379 | -20.0986
662 | 20.202 | -22.2851 | 27.3466 | -9.0905 | 40.9386 | -11.3027 | 35.3867 | -20.0905
663 | 20.2018 | -22.285 | 27.3928 | -9.0443 | 40.9428 | -11.2984 | 35.3938 | -20.0831
664 | 20.2075 | -22.2792 | 27.3797 | -9.0574 | 40.9357 | -11.3054 | 35.4029 | -20.0736
665 | 20.2007 | -22.2858 | 27.3786 | -9.0585 | 40.9316 | -11.3093 | 35.396 | -20.0801
666 | 20.213 | -22.2733 | 27.4053 | -9.0318 | 40.9393 | -11.3015 | 35.3956 | -20.0801
667 | 20.2253 | -22.2609 | 27.4327 | -9.0043 | 40.9683 | -11.2724 | 35.4105 | -20.065
668 | 20.2251 | -22.2609 | 27.4688 | -8.9682 | 40.9462 | -11.2944 | 35.425 | -20.0501
669 | 20.2309 | -22.2549 | 27.5031 | -8.9339 | 40.9448 | -11.2957 | 35.4247 | -20.05
670 | 20.2306 | -22.255 | 27.5183 | -8.9187 | 40.9447 | -11.2956 | 35.401 | -20.0733
671 | 20.2492 | -22.2362 | 27.5041 | -8.9329 | 40.9415 | -11.2988 | 35.3989 | -20.075
672 | 20.2492 | -22.236 | 27.5357 | -8.9012 | 40.947 | -11.2931 | 35.3986 | -20.075
673 | 20.2617 | -22.2234 | 27.5672 | -8.8697 | 40.947 | -11.293 | 35.4041 | -20.0692
674 | 20.2674 | -22.2175 | 27.5973 | -8.8395 | 40.9136 | -11.3263 | 35.3898 | -20.0831
675 | 20.2728 | -22.2119 | 27.6088 | -8.828 | 40.9345 | -11.3053 | 35.3935 | -20.079
676 | 20.2737 | -22.2108 | 27.6098 | -8.827 | 40.9491 | -11.2906 | 35.3781 | -20.0941
677 | 20.2853 | -22.199 | 27.6361 | -8.8007 | 40.9369 | -11.3027 | 35.3811 | -20.0907
678 | 20.2799 | -22.2042 | 27.6374 | -8.7993 | 40.9222 | -11.3172 | 35.3817 | -20.0898
679 | 20.2864 | -22.1976 | 27.6648 | -8.7719 | 40.93 | -11.3093 | 35.3801 | -20.091
680 | 20.2921 | -22.1917 | 27.6641 | -8.7726 | 40.9139 | -11.3253 | 35.3774 | -20.0934
681 | 20.3051 | -22.1785 | 27.6986 | -8.7381 | 40.9305 | -11.3086 | 35.3866 | -20.0839
682 | 20.2984 | -22.1851 | 27.7059 | -8.7307 | 40.9241 | -11.3149 | 35.3825 | -20.0876
683 | 20.3107 | -22.1726 | 27.7202 | -8.7164 | 40.9004 | -11.3385 | 35.3865 | -20.0832
684 | 20.3045 | -22.1785 | 27.7176 | -8.7189 | 40.8966 | -11.3422 | 35.3774 | -20.092
685 | 20.311 | -22.1719 | 27.7505 | -8.6861 | 40.9031 | -11.3355 | 35.3837 | -20.0853
686 | 20.3116 | -22.1711 | 27.7458 | -8.6907 | 40.9001 | -11.3384 | 35.3873 | -20.0814
687 | 20.3048 | -22.1777 | 27.726 | -8.7105 | 40.888 | -11.3504 | 35.3639 | -20.1044
688 | 20.2929 | -22.1895 | 27.7563 | -8.6801 | 40.9056 | -11.3327 | 35.3606 | -20.1074
689 | 20.2992 | -22.1829 | 27.7337 | -8.7028 | 40.869 | -11.3692 | 35.3514 | -20.1162
690 | 20.305 | -22.177 | 27.7753 | -8.6611 | 40.8871 | -11.351 | 35.3636 | -20.1037
691 | 20.2806 | -22.2013 | 27.745 | -8.6914 | 40.8586 | -11.3793 | 35.3398 | -20.1271
692 | 20.2928 | -22.1888 | 27.7384 | -8.698 | 40.8412 | -11.3966 | 35.3364 | -20.1302
693 | 20.2744 | -22.2071 | 27.7221 | -8.7142 | 40.8198 | -11.4179 | 35.336 | -20.1302
694 | 20.2624 | -22.2189 | 27.7357 | -8.7006 | 40.807 | -11.4306 | 35.3188 | -20.147
695 | 20.2621 | -22.219 | 27.7404 | -8.6959 | 40.7894 | -11.448 | 35.3088 | -20.1567
696 | 20.2503 | -22.2307 | 27.714 | -8.7222 | 40.8066 | -11.4307 | 35.2924 | -20.1728
697 | 20.2251 | -22.2556 | 27.7091 | -8.7271 | 40.773 | -11.4642 | 35.2715 | -20.1934
698 | 20.219 | -22.2616 | 27.672 | -8.7642 | 40.7729 | -11.4642 | 35.2483 | -20.2162
699 | 20.188 | -22.2924 | 27.6674 | -8.7688 | 40.7192 | -11.5179 | 35.2259 | -20.2382
700 | 20.1878 | -22.2925 | 27.6566 | -8.7796 | 40.7324 | -11.5045 | 35.2105 | -20.2533
701 | 20.1575 | -22.3225 | 27.6126 | -8.8235 | 40.6878 | -11.5489 | 35.1958 | -20.2677
702 | 20.1706 | -22.3093 | 27.6485 | -8.7876 | 40.7077 | -11.5289 | 35.2351 | -20.228
703 | 20.1639 | -22.3158 | 27.6358 | -8.8003 | 40.7208 | -11.5157 | 35.2061 | -20.2567
704 | 20.1471 | -22.3325 | 27.6006 | -8.8354 | 40.6693 | -11.5672 | 35.1707 | -20.2917
705 | 20.1274 | -22.3519 | 27.6111 | -8.8249 | 40.6781 | -11.5582 | 35.154 | -20.3081
706 | 20.1221 | -22.3571 | 27.5803 | -8.8557 | 40.6573 | -11.5789 | 35.1331 | -20.3286
707 | 20.102 | -22.377 | 27.5908 | -8.8451 | 40.6482 | -11.5879 | 35.1187 | -20.3427
708 | 20.1016 | -22.3773 | 27.5806 | -8.8554 | 40.6275 | -11.6085 | 35.1108 | -20.3502
709 | 20.0759 | -22.4027 | 27.5685 | -8.8674 | 40.6135 | -11.6223 | 35.0843 | -20.3764
710 | 20.0582 | -22.4203 | 27.57 | -8.8659 | 40.5973 | -11.6385 | 35.07 | -20.3904
711 | 20.0513 | -22.427 | 27.5408 | -8.8951 | 40.5906 | -11.645 | 35.0556 | -20.4044
712 | 20.0386 | -22.4395 | 27.5393 | -8.8966 | 40.5616 | -11.6739 | 35.0273 | -20.4324
713 | 20.0204 | -22.4576 | 27.545 | -8.8908 | 40.5392 | -11.6961 | 35.0001 | -20.4593
714 | 20.0193 | -22.4585 | 27.5661 | -8.8697 | 40.5277 | -11.7075 | 35.0061 | -20.4529
715 | 20.0007 | -22.4769 | 27.5663 | -8.8694 | 40.5412 | -11.6939 | 34.9786 | -20.4801
716 | 19.9917 | -22.4857 | 27.5521 | -8.8837 | 40.5374 | -11.6976 | 34.9634 | -20.4949
717 | 19.9871 | -22.4902 | 27.5345 | -8.9012 | 40.5325 | -11.7024 | 34.9507 | -20.5073
718 | 19.9861 | -22.4909 | 27.5628 | -8.8728 | 40.5024 | -11.7323 | 34.9364 | -20.5213
719 | 19.9859 | -22.491 | 27.5781 | -8.8576 | 40.5308 | -11.7039 | 34.9261 | -20.5312
720 | 19.9791 | -22.4976 | 27.5848 | -8.8508 | 40.5438 | -11.6907 | 34.9157 | -20.5412
721 | 19.9756 | -22.501 | 27.5798 | -8.8557 | 40.5423 | -11.6921 | 34.901 | -20.5556
722 | 19.972 | -22.5044 | 27.5992 | -8.8364 | 40.5442 | -11.6901 | 34.8806 | -20.5757
723 | 19.9838 | -22.4924 | 27.6474 | -8.7882 | 40.5442 | -11.69 | 34.8803 | -20.5757
724 | 19.9829 | -22.4931 | 27.6556 | -8.78 | 40.5331 | -11.701 | 34.8814 | -20.5742
725 | 19.9878 | -22.4881 | 27.6532 | -8.7823 | 40.5316 | -11.7023 | 34.8745 | -20.5809
726 | 20.006 | -22.4697 | 27.6687 | -8.7668 | 40.5569 | -11.677 | 34.8829 | -20.5721
727 | 19.9993 | -22.4762 | 27.6726 | -8.7628 | 40.5402 | -11.6936 | 34.876 | -20.5786
728 | 20.0109 | -22.4645 | 27.7088 | -8.7266 | 40.5224 | -11.7112 | 34.8845 | -20.5698
729 | 20.0189 | -22.4563 | 27.7498 | -8.6855 | 40.5348 | -11.6987 | 34.8879 | -20.5661
730 | 20.0223 | -22.4527 | 27.7419 | -8.6934 | 40.528 | -11.7054 | 34.8895 | -20.5642
731 | 20.028 | -22.4468 | 27.7544 | -8.6809 | 40.547 | -11.6862 | 34.8843 | -20.5691
732 | 20.0528 | -22.4218 | 27.806 | -8.6292 | 40.5483 | -11.6848 | 34.9052 | -20.5478
733 | 20.046 | -22.4285 | 27.8516 | -8.5837 | 40.568 | -11.665 | 34.8909 | -20.5617
734 | 20.0576 | -22.4167 | 27.8463 | -8.589 | 40.5647 | -11.6682 | 34.906 | -20.5464
735 | 20.0699 | -22.4042 | 27.8584 | -8.5768 | 40.5722 | -11.6606 | 34.9057 | -20.5463
736 | 20.0816 | -22.3924 | 27.8962 | -8.5389 | 40.5831 | -11.6495 | 34.9127 | -20.539
737 | 20.1005 | -22.3733 | 27.9225 | -8.5127 | 40.6035 | -11.629 | 34.9181 | -20.5333
738 | 20.112 | -22.3616 | 27.9505 | -8.4846 | 40.6019 | -11.6305 | 34.9275 | -20.5236
739 | 20.1186 | -22.3549 | 27.9802 | -8.4549 | 40.5976 | -11.6347 | 34.9345 | -20.5162
740 | 20.1293 | -22.344 | 28.0239 | -8.4112 | 40.6078 | -11.6244 | 34.9319 | -20.5184
741 | 20.1365 | -22.3367 | 27.9957 | -8.4393 | 40.6164 | -11.6157 | 34.9477 | -20.5023
742 | 20.1337 | -22.3392 | 28.0168 | -8.4182 | 40.5943 | -11.6376 | 34.9475 | -20.5023
743 | 20.1429 | -22.3299 | 28.0624 | -8.3726 | 40.5898 | -11.642 | 34.9553 | -20.4941
744 | 20.1493 | -22.3233 | 28.0535 | -8.3815 | 40.5801 | -11.6516 | 34.9615 | -20.4875
745 | 20.1543 | -22.3182 | 28.0819 | -8.353 | 40.5784 | -11.6532 | 34.9553 | -20.4934
746 | 20.149 | -22.3233 | 28.0733 | -8.3616 | 40.5685 | -11.6629 | 34.9529 | -20.4955
747 | 20.15 | -22.3221 | 28.1009 | -8.334 | 40.5431 | -11.6883 | 34.9536 | -20.4945
748 | 20.1486 | -22.3234 | 28.0769 | -8.3579 | 40.5376 | -11.6936 | 34.9522 | -20.4956
749 | 20.1409 | -22.3309 | 28.1043 | -8.3305 | 40.5061 | -11.725 | 34.9599 | -20.4875
750 | 20.1417 | -22.3299 | 28.0858 | -8.349 | 40.4918 | -11.7392 | 34.9449 | -20.5022
751 | 20.1291 | -22.3424 | 28.1084 | -8.3264 | 40.4836 | -11.7473 | 34.9312 | -20.5156
752 | 20.1229 | -22.3483 | 28.0922 | -8.3425 | 40.4578 | -11.7729 | 34.9259 | -20.5206
753 | 20.1227 | -22.3484 | 28.1165 | -8.3182 | 40.4371 | -11.7935 | 34.9138 | -20.5323
754 | 20.11 | -22.3609 | 28.0716 | -8.3631 | 40.4348 | -11.7957 | 34.9068 | -20.539
755 | 20.0975 | -22.3733 | 28.1019 | -8.3328 | 40.4088 | -11.8215 | 34.8911 | -20.5544
756 | 20.0794 | -22.3912 | 28.0812 | -8.3535 | 40.3734 | -11.8569 | 34.8708 | -20.5744
757 | 20.0673 | -22.4031 | 28.0668 | -8.3678 | 40.3481 | -11.882 | 34.8646 | -20.5803
758 | 20.0602 | -22.4101 | 28.0553 | -8.3793 | 40.3408 | -11.8892 | 34.8527 | -20.5919
759 | 20.0475 | -22.4226 | 28.0427 | -8.3918 | 40.3109 | -11.919 | 34.8448 | -20.5995
760 | 20.0116 | -22.4583 | 28.0211 | -8.4134 | 40.293 | -11.9367 | 34.8094 | -20.6345
761 | 20.0104 | -22.4593 | 28.0044 | -8.4301 | 40.2626 | -11.9671 | 34.8091 | -20.6345
762 | 19.9862 | -22.4834 | 27.9913 | -8.4432 | 40.2642 | -11.9653 | 34.7948 | -20.6485
763 | 19.9726 | -22.4968 | 27.9839 | -8.4505 | 40.2388 | -11.9906 | 34.7732 | -20.6698
764 | 19.954 | -22.5152 | 27.9971 | -8.4373 | 40.2113 | -12.018 | 34.7508 | -20.6919
765 | 19.9289 | -22.5402 | 27.9492 | -8.4851 | 40.1999 | -12.0292 | 34.7233 | -20.7191
766 | 19.9038 | -22.5651 | 27.923 | -8.5113 | 40.1615 | -12.0676 | 34.7024 | -20.7396
767 | 19.8906 | -22.5782 | 27.9065 | -8.5278 | 40.1442 | -12.0847 | 34.6807 | -20.761
768 | 19.8777 | -22.5909 | 27.8713 | -8.563 | 40.1162 | -12.1126 | 34.6537 | -20.7877
769 | 19.8563 | -22.6122 | 27.87 | -8.5642 | 40.0962 | -12.1325 | 34.6404 | -20.8007
770 | 19.8392 | -22.629 | 27.8782 | -8.556 | 40.0703 | -12.1583 | 34.6145 | -20.8263
771 | 19.8199 | -22.6482 | 27.8561 | -8.5781 | 40.0665 | -12.162 | 34.5993 | -20.8411
772 | 19.7999 | -22.6681 | 27.836 | -8.5981 | 40.0206 | -12.2077 | 34.5637 | -20.8764
773 | 19.7807 | -22.6871 | 27.8306 | -8.6035 | 40.0277 | -12.2005 | 34.5282 | -20.9117
774 | 19.762 | -22.7056 | 27.8053 | -8.6288 | 40.005 | -12.2231 | 34.5139 | -20.9256
775 | 19.742 | -22.7254 | 27.792 | -8.6421 | 39.9665 | -12.2615 | 34.4783 | -20.9609
776 | 19.7227 | -22.7446 | 27.7291 | -8.7049 | 39.9432 | -12.2847 | 34.45 | -20.9889
777 | 19.705 | -22.7622 | 27.7368 | -8.6972 | 39.9238 | -12.304 | 34.4203 | -21.0183
778 | 19.6922 | -22.7747 | 27.7272 | -8.7068 | 39.8936 | -12.334 | 34.3979 | -21.0404
779 | 19.678 | -22.7888 | 27.7527 | -8.6812 | 39.892 | -12.3355 | 34.3799 | -21.0581
780 | 19.6698 | -22.7968 | 27.7154 | -8.7185 | 39.8963 | -12.3311 | 34.3671 | -21.0705
781 | 19.653 | -22.8135 | 27.7194 | -8.7145 | 39.8712 | -12.356 | 34.3383 | -21.0991
782 | 19.6408 | -22.8255 | 27.7252 | -8.7087 | 39.8558 | -12.3714 | 34.329 | -21.108
783 | 19.6421 | -22.824 | 27.7487 | -8.6852 | 39.8584 | -12.3686 | 34.3133 | -21.1235
784 | 19.6466 | -22.8194 | 27.7589 | -8.6749 | 39.861 | -12.3659 | 34.3048 | -21.1316
785 | 19.6396 | -22.8262 | 27.7266 | -8.7072 | 39.848 | -12.3787 | 34.2958 | -21.1404
786 | 19.6461 | -22.8196 | 27.7617 | -8.6721 | 39.8397 | -12.387 | 34.2859 | -21.1499
787 | 19.6356 | -22.8299 | 27.7945 | -8.6393 | 39.8139 | -12.4126 | 34.2847 | -21.1509
788 | 19.6369 | -22.8284 | 27.7875 | -8.6462 | 39.8362 | -12.3902 | 34.2691 | -21.1661
789 | 19.6434 | -22.8218 | 27.7942 | -8.6395 | 39.8282 | -12.3981 | 34.2617 | -21.1732
790 | 19.6564 | -22.8086 | 27.8213 | -8.6124 | 39.8377 | -12.3884 | 34.2663 | -21.1683
791 | 19.6636 | -22.8013 | 27.8448 | -8.5888 | 39.831 | -12.395 | 34.2645 | -21.1698
792 | 19.6694 | -22.7953 | 27.8475 | -8.5861 | 39.8435 | -12.3824 | 34.2694 | -21.1646
793 | 19.6707 | -22.7939 | 27.8463 | -8.5873 | 39.8646 | -12.3612 | 34.2624 | -21.1712
794 | 19.6831 | -22.7812 | 27.9097 | -8.5239 | 39.855 | -12.3707 | 34.2673 | -21.1661
795 | 19.7026 | -22.7616 | 27.8717 | -8.5618 | 39.8681 | -12.3575 | 34.2729 | -21.1602
796 | 19.7026 | -22.7615 | 27.9307 | -8.5028 | 39.8628 | -12.3626 | 34.2654 | -21.1674
797 | 19.7266 | -22.7372 | 27.9457 | -8.4877 | 39.8638 | -12.3616 | 34.2708 | -21.1616
798 | 19.7274 | -22.7363 | 27.9633 | -8.4701 | 39.8772 | -12.348 | 34.2698 | -21.1624
799 | 19.7337 | -22.7299 | 28.0018 | -8.4315 | 39.8786 | -12.3465 | 34.2695 | -21.1624
800 | 19.7466 | -22.7168 | 28.0245 | -8.4089 | 39.8789 | -12.346 | 34.2763 | -21.1553
801 | 19.7459 | -22.7174 | 28.0217 | -8.4116 | 39.8717 | -12.3532 | 34.2814 | -21.1499
802 | 19.7648 | -22.6982 | 28.0203 | -8.413 | 39.8859 | -12.3388 | 34.2871 | -21.1439
803 | 19.7646 | -22.6983 | 28.0504 | -8.3829 | 39.8695 | -12.3551 | 34.2866 | -21.144
804 | 19.777 | -22.6858 | 28.0838 | -8.3494 | 39.8863 | -12.3381 | 34.2926 | -21.1378
805 | 19.7778 | -22.6848 | 28.0935 | -8.3397 | 39.897 | -12.3274 | 34.2919 | -21.1382
806 | 19.7774 | -22.6851 | 28.0998 | -8.3333 | 39.8792 | -12.345 | 34.2987 | -21.1311
807 | 19.789 | -22.6733 | 28.1133 | -8.3199 | 39.885 | -12.3391 | 34.3004 | -21.1291
808 | 19.7897 | -22.6724 | 28.1053 | -8.3278 | 39.8874 | -12.3366 | 34.2896 | -21.1396
809 | 19.7945 | -22.6674 | 28.1481 | -8.285 | 39.8704 | -12.3535 | 34.2949 | -21.134
810 | 19.7885 | -22.6733 | 28.1589 | -8.2741 | 39.8941 | -12.3296 | 34.289 | -21.1396
811 | 19.795 | -22.6667 | 28.1736 | -8.2594 | 39.8844 | -12.3392 | 34.3019 | -21.1264
812 | 19.7948 | -22.6667 | 28.1736 | -8.2594 | 39.8814 | -12.3421 | 34.3015 | -21.1265
813 | 19.7946 | -22.6667 | 28.1962 | -8.2368 | 39.8813 | -12.342 | 34.2936 | -21.1342
814 | 19.7945 | -22.6667 | 28.1963 | -8.2366 | 39.8621 | -12.3611 | 34.2805 | -21.1469
815 | 19.7885 | -22.6725 | 28.1891 | -8.2438 | 39.8473 | -12.3758 | 34.2802 | -21.147
816 | 19.7915 | -22.6693 | 28.2043 | -8.2286 | 39.8382 | -12.3849 | 34.2659 | -21.1609
817 | 19.7816 | -22.6791 | 28.1955 | -8.2373 | 39.8322 | -12.3906 | 34.2723 | -21.1543
818 | 19.7814 | -22.6791 | 28.2009 | -8.2319 | 39.8117 | -12.4111 | 34.2587 | -21.1675
819 | 19.7861 | -22.6743 | 28.1957 | -8.2371 | 39.8117 | -12.4109 | 34.2511 | -21.1749
820 | 19.7693 | -22.6909 | 28.2058 | -8.227 | 39.8017 | -12.4208 | 34.2441 | -21.1815
821 | 19.7632 | -22.6968 | 28.2065 | -8.2262 | 39.7958 | -12.4266 | 34.2307 | -21.1947
822 | 19.7572 | -22.7027 | 28.1911 | -8.2416 | 39.7766 | -12.4457 | 34.2303 | -21.1948
823 | 19.7511 | -22.7086 | 28.207 | -8.2257 | 39.7573 | -12.4648 | 34.216 | -21.2088
824 | 19.7451 | -22.7145 | 28.2056 | -8.227 | 39.7584 | -12.4637 | 34.2091 | -21.2154
825 | 19.7361 | -22.7234 | 28.2113 | -8.2213 | 39.7496 | -12.4723 | 34.1992 | -21.225
826 | 19.7282 | -22.731 | 28.168 | -8.2646 | 39.7387 | -12.4831 | 34.1806 | -21.2433
827 | 19.7257 | -22.7335 | 28.218 | -8.2145 | 39.7334 | -12.4883 | 34.1841 | -21.2395
828 | 19.7099 | -22.749 | 28.2223 | -8.2102 | 39.7191 | -12.5024 | 34.1668 | -21.2565
829 | 19.6981 | -22.7607 | 28.1747 | -8.2578 | 39.7252 | -12.4962 | 34.1509 | -21.2721
830 | 19.6979 | -22.7608 | 28.1973 | -8.2352 | 39.7104 | -12.5109 | 34.1303 | -21.2925
831 | 19.686 | -22.7725 | 28.22 | -8.2124 | 39.7011 | -12.52 | 34.1299 | -21.2926
832 | 19.6741 | -22.7843 | 28.1759 | -8.2565 | 39.6952 | -12.5259 | 34.1172 | -21.305
833 | 19.6739 | -22.7843 | 28.1926 | -8.2397 | 39.6759 | -12.545 | 34.0973 | -21.3246
834 | 19.6627 | -22.7953 | 28.2085 | -8.2238 | 39.6619 | -12.5589 | 34.0894 | -21.3322
835 | 19.6567 | -22.8012 | 28.1971 | -8.2352 | 39.6536 | -12.5671 | 34.081 | -21.3403
836 | 19.6506 | -22.8072 | 28.1957 | -8.2366 | 39.6396 | -12.581 | 34.0674 | -21.3536
837 | 19.6409 | -22.8167 | 28.1855 | -8.2468 | 39.6013 | -12.6192 | 34.0532 | -21.3676
838 | 19.6408 | -22.8166 | 28.1858 | -8.2464 | 39.5857 | -12.6346 | 34.0382 | -21.3822
839 | 19.6623 | -22.795 | 28.1852 | -8.247 | 39.5995 | -12.6207 | 34.0446 | -21.3756
840 | 19.6536 | -22.8035 | 28.1984 | -8.2337 | 39.6015 | -12.6186 | 34.0303 | -21.3896
841 | 19.6468 | -22.8102 | 28.185 | -8.2471 | 39.588 | -12.6319 | 34.0269 | -21.3927
842 | 19.6373 | -22.8195 | 28.1875 | -8.2446 | 39.5623 | -12.6575 | 34.0085 | -21.4108
843 | 19.6423 | -22.8143 | 28.1711 | -8.2609 | 39.5818 | -12.6379 | 34.0039 | -21.4152
844 | 19.6376 | -22.8188 | 28.2146 | -8.2175 | 39.5601 | -12.6594 | 34.0006 | -21.4182
845 | 19.6381 | -22.8182 | 28.2121 | -8.2199 | 39.5576 | -12.6619 | 33.987 | -21.4315
846 | 19.627 | -22.8291 | 28.2144 | -8.2176 | 39.5401 | -12.6792 | 33.9727 | -21.4455
847 | 19.6269 | -22.8291 | 28.2357 | -8.1962 | 39.5339 | -12.6853 | 33.9651 | -21.4528
848 | 19.6348 | -22.8211 | 28.2336 | -8.1983 | 39.5135 | -12.7056 | 33.9648 | -21.4528
849 | 19.6354 | -22.8203 | 28.2521 | -8.1798 | 39.5167 | -12.7023 | 33.9572 | -21.4602
850 | 19.6366 | -22.819 | 28.2296 | -8.2022 | 39.5269 | -12.692 | 33.9531 | -21.464
851 | 19.6255 | -22.8299 | 28.2549 | -8.1769 | 39.5132 | -12.7056 | 33.9419 | -21.4749
852 | 19.6203 | -22.835 | 28.2801 | -8.1516 | 39.4811 | -12.7375 | 33.9277 | -21.4888
853 | 19.6104 | -22.8448 | 28.2611 | -8.1707 | 39.485 | -12.7335 | 33.92 | -21.4962
854 | 19.6162 | -22.8387 | 28.2818 | -8.1499 | 39.4916 | -12.7268 | 33.9191 | -21.4969
855 | 19.6175 | -22.8373 | 28.2715 | -8.1602 | 39.4847 | -12.7335 | 33.9129 | -21.5028
856 | 19.6005 | -22.8542 | 28.2928 | -8.1389 | 39.4555 | -12.7626 | 33.8986 | -21.5168
857 | 19.596 | -22.8585 | 28.2686 | -8.1631 | 39.4532 | -12.7648 | 33.8918 | -21.5234
858 | 19.5965 | -22.8579 | 28.2738 | -8.1578 | 39.4611 | -12.7567 | 33.8907 | -21.5242
859 | 19.5869 | -22.8673 | 28.3007 | -8.1309 | 39.4507 | -12.767 | 33.8755 | -21.5391
860 | 19.5867 | -22.8674 | 28.3073 | -8.1242 | 39.4425 | -12.7751 | 33.863 | -21.5513
861 | 19.577 | -22.8769 | 28.2889 | -8.1426 | 39.4351 | -12.7824 | 33.8488 | -21.5652
862 | 19.5614 | -22.8924 | 28.2796 | -8.1519 | 39.4437 | -12.7737 | 33.8492 | -21.5646
863 | 19.5553 | -22.8983 | 28.3013 | -8.1301 | 39.4143 | -12.803 | 33.835 | -21.5785
864 | 19.5508 | -22.9027 | 28.3234 | -8.108 | 39.401 | -12.8161 | 33.8348 | -21.5784
865 | 19.5471 | -22.9062 | 28.2953 | -8.136 | 39.402 | -12.815 | 33.8328 | -21.5801
866 | 19.5417 | -22.9115 | 28.3116 | -8.1198 | 39.3861 | -12.8308 | 33.8201 | -21.5925
867 | 19.5239 | -22.9291 | 28.2838 | -8.1475 | 39.3755 | -12.8413 | 33.8015 | -21.6109
868 | 19.5185 | -22.9344 | 28.2659 | -8.1654 | 39.3513 | -12.8653 | 33.7879 | -21.6242
869 | 19.5078 | -22.9449 | 28.3017 | -8.1295 | 39.3386 | -12.8779 | 33.7811 | -21.6308
870 | 19.5004 | -22.9522 | 28.3 | -8.1312 | 39.3294 | -12.8869 | 33.7655 | -21.6461
871 | 19.4972 | -22.9552 | 28.3236 | -8.1076 | 39.3155 | -12.9008 | 33.7706 | -21.6407
872 | 19.5037 | -22.9486 | 28.3281 | -8.1031 | 39.3175 | -12.8986 | 33.767 | -21.644
873 | 19.487 | -22.9651 | 28.2989 | -8.1322 | 39.3197 | -12.8963 | 33.7421 | -21.6687
874 | 19.4985 | -22.9534 | 28.2981 | -8.133 | 39.3011 | -12.9148 | 33.7408 | -21.6697
875 | 19.4873 | -22.9645 | 28.304 | -8.127 | 39.3061 | -12.9097 | 33.7339 | -21.6763
876 | 19.488 | -22.9637 | 28.2967 | -8.1343 | 39.2928 | -12.9228 | 33.7321 | -21.6779
877 | 19.4827 | -22.9688 | 28.3098 | -8.1212 | 39.2853 | -12.9302 | 33.7201 | -21.6896
878 | 19.4774 | -22.974 | 28.3315 | -8.0995 | 39.2851 | -12.9303 | 33.7132 | -21.6962
879 | 19.4839 | -22.9673 | 28.3376 | -8.0933 | 39.2843 | -12.931 | 33.7156 | -21.6936
880 | 19.4886 | -22.9625 | 28.3224 | -8.1085 | 39.2853 | -12.9299 | 33.7117 | -21.6971
881 | 19.4836 | -22.9673 | 28.315 | -8.1158 | 39.2875 | -12.9276 | 33.7002 | -21.7084
882 | 19.485 | -22.9658 | 28.2912 | -8.1396 | 39.2859 | -12.929 | 33.6997 | -21.7087
883 | 19.4898 | -22.9608 | 28.2953 | -8.1355 | 39.2735 | -12.9413 | 33.6994 | -21.7087
884 | 19.4846 | -22.9659 | 28.3433 | -8.0875 | 39.2822 | -12.9325 | 33.6979 | -21.7099
885 | 19.4897 | -22.9606 | 28.336 | -8.0947 | 39.2689 | -12.9456 | 33.6864 | -21.7212
886 | 19.5063 | -22.9439 | 28.3388 | -8.0919 | 39.279 | -12.9354 | 33.692 | -21.7153
887 | 19.4951 | -22.9549 | 28.3495 | -8.0811 | 39.2817 | -12.9326 | 33.6917 | -21.7154
888 | 19.5105 | -22.9394 | 28.3873 | -8.0433 | 39.2877 | -12.9265 | 33.696 | -21.7107
889 | 19.5058 | -22.9439 | 28.3802 | -8.0504 | 39.2726 | -12.9414 | 33.6845 | -21.722
890 | 19.5168 | -22.9328 | 28.3873 | -8.0433 | 39.2896 | -12.9243 | 33.6784 | -21.7279
891 | 19.5225 | -22.927 | 28.3872 | -8.0433 | 39.2906 | -12.9231 | 33.684 | -21.722
892 | 19.5275 | -22.9218 | 28.425 | -8.0055 | 39.2908 | -12.9229 | 33.6838 | -21.7219
893 | 19.5423 | -22.9068 | 28.424 | -8.0065 | 39.3135 | -12.9001 | 33.6844 | -21.721
894 | 19.5509 | -22.8981 | 28.4533 | -7.9771 | 39.3013 | -12.9121 | 33.6951 | -21.71
895 | 19.5602 | -22.8887 | 28.4668 | -7.9636 | 39.3096 | -12.9037 | 33.6889 | -21.716
896 | 19.5666 | -22.8821 | 28.4687 | -7.9617 | 39.3071 | -12.906 | 33.6952 | -21.7095
897 | 19.5593 | -22.8893 | 28.5147 | -7.9156 | 39.3117 | -12.9014 | 33.694 | -21.7104
898 | 19.5832 | -22.8652 | 28.515 | -7.9154 | 39.3274 | -12.8855 | 33.7071 | -21.697
899 | 19.5882 | -22.86 | 28.5532 | -7.8771 | 39.3099 | -12.9029 | 33.707 | -21.6969
900 | 19.594 | -22.8541 | 28.5614 | -7.8689 | 39.3156 | -12.8971 | 33.7133 | -21.6903
901 | 19.6107 | -22.8373 | 28.5743 | -7.8559 | 39.3257 | -12.8868 | 33.7314 | -21.672
902 | 19.611 | -22.8369 | 28.558 | -7.8722 | 39.3388 | -12.8736 | 33.7312 | -21.6719
903 | 19.6215 | -22.8262 | 28.6281 | -7.8021 | 39.3547 | -12.8576 | 33.7373 | -21.6655
904 | 19.6264 | -22.8212 | 28.6155 | -7.8146 | 39.3238 | -12.8883 | 33.7505 | -21.6521
905 | 19.6261 | -22.8213 | 28.6698 | -7.7603 | 39.3352 | -12.8768 | 33.7441 | -21.6582
906 | 19.6381 | -22.8091 | 28.6625 | -7.7675 | 39.3268 | -12.8851 | 33.762 | -21.6401
907 | 19.6429 | -22.8042 | 28.7014 | -7.7287 | 39.3368 | -12.875 | 33.7622 | -21.6396
908 | 19.6479 | -22.7991 | 28.6778 | -7.7521 | 39.3278 | -12.8839 | 33.7675 | -21.634
909 | 19.6537 | -22.7931 | 28.6938 | -7.7362 | 39.3364 | -12.8751 | 33.7683 | -21.633
910 | 19.6594 | -22.7872 | 28.7248 | -7.7051 | 39.3022 | -12.9093 | 33.768 | -21.633
911 | 19.6577 | -22.7888 | 28.7102 | -7.7197 | 39.3032 | -12.9081 | 33.7546 | -21.6462
912 | 19.6577 | -22.7887 | 28.7282 | -7.7017 | 39.2905 | -12.9206 | 33.7477 | -21.6528
913 | 19.6575 | -22.7887 | 28.7497 | -7.6801 | 39.2941 | -12.917 | 33.735 | -21.6653
914 | 19.6574 | -22.7887 | 28.7106 | -7.7192 | 39.2959 | -12.915 | 33.7347 | -21.6653
915 | 19.6521 | -22.7939 | 28.7496 | -7.6801 | 39.3025 | -12.9083 | 33.741 | -21.6587
916 | 19.6469 | -22.799 | 28.738 | -7.6917 | 39.285 | -12.9257 | 33.7527 | -21.6468
917 | 19.6459 | -22.7997 | 28.7496 | -7.6801 | 39.2766 | -12.934 | 33.7464 | -21.6528
918 | 19.634 | -22.8116 | 28.7598 | -7.6698 | 39.2708 | -12.9397 | 33.7277 | -21.6713
919 | 19.6228 | -22.8226 | 28.7151 | -7.7145 | 39.2558 | -12.9545 | 33.7216 | -21.6771
920 | 19.6246 | -22.8207 | 28.7377 | -7.6918 | 39.2342 | -12.976 | 33.7215 | -21.6769
921 | 19.605 | -22.8401 | 28.7153 | -7.7142 | 39.2357 | -12.9743 | 33.6829 | -21.7153
922 | 19.6047 | -22.8402 | 28.7154 | -7.7142 | 39.2186 | -12.9913 | 33.6566 | -21.7413
923 | 19.5755 | -22.8693 | 28.7261 | -7.7034 | 39.1972 | -13.0126 | 33.6383 | -21.7594
924 | 19.577 | -22.8677 | 28.6885 | -7.7409 | 39.1927 | -13.017 | 33.6437 | -21.7537
925 | 19.5705 | -22.874 | 28.7647 | -7.6647 | 39.1682 | -13.0414 | 33.6194 | -21.7778
926 | 19.5594 | -22.885 | 28.7028 | -7.7266 | 39.1653 | -13.0442 | 33.5941 | -21.8028
927 | 19.5357 | -22.9085 | 28.6876 | -7.7418 | 39.1328 | -13.0766 | 33.5748 | -21.8219
928 | 19.5356 | -22.9086 | 28.6868 | -7.7426 | 39.1282 | -13.081 | 33.5496 | -21.8469
929 | 19.5192 | -22.9247 | 28.6317 | -7.7976 | 39.1149 | -13.0942 | 33.5368 | -21.8594
930 | 19.5081 | -22.9358 | 28.6551 | -7.7741 | 39.0978 | -13.1111 | 33.5137 | -21.8823
931 | 19.4969 | -22.9467 | 28.6634 | -7.7658 | 39.0766 | -13.1322 | 33.4988 | -21.8969
932 | 19.4799 | -22.9637 | 28.6374 | -7.7918 | 39.0741 | -13.1346 | 33.4868 | -21.9087
933 | 19.4635 | -22.9799 | 28.6387 | -7.7904 | 39.049 | -13.1596 | 33.4926 | -21.9026
934 | 19.4424 | -23.0009 | 28.6317 | -7.7974 | 39.0319 | -13.1765 | 33.4731 | -21.9219
935 | 19.4471 | -22.996 | 28.6475 | -7.7815 | 39.0399 | -13.1685 | 33.4683 | -21.9264
936 | 19.4359 | -23.0071 | 28.653 | -7.7761 | 39.0127 | -13.1955 | 33.4417 | -21.9527
937 | 19.4299 | -23.0129 | 28.6209 | -7.8081 | 38.9999 | -13.2081 | 33.4356 | -21.9586
938 | 19.4247 | -23.0181 | 28.6038 | -7.8252 | 38.9829 | -13.225 | 33.4172 | -21.9767
939 | 19.4192 | -23.0234 | 28.6301 | -7.7988 | 38.9805 | -13.2273 | 33.4225 | -21.9712
940 | 19.4082 | -23.0342 | 28.6238 | -7.8051 | 38.9731 | -13.2346 | 33.4039 | -21.9895
941 | 19.4141 | -23.0282 | 28.6224 | -7.8065 | 38.978 | -13.2296 | 33.3985 | -21.9947
942 | 19.408 | -23.0342 | 28.6389 | -7.79 | 38.9744 | -13.2331 | 33.3778 | -22.0152
943 | 19.4092 | -23.0328 | 28.6436 | -7.7852 | 38.9588 | -13.2485 | 33.3672 | -22.0255
944 | 19.4039 | -23.038 | 28.6363 | -7.7925 | 38.9587 | -13.2485 | 33.3544 | -22.038
945 | 19.3869 | -23.0548 | 28.6222 | -7.8065 | 38.9445 | -13.2626 | 33.33 | -22.0623
946 | 19.3867 | -23.0549 | 28.6191 | -7.8096 | 38.9213 | -13.2857 | 33.3179 | -22.0741
947 | 19.3873 | -23.0541 | 28.597 | -7.8317 | 38.9413 | -13.2655 | 33.311 | -22.0807
948 | 19.3936 | -23.0477 | 28.6499 | -7.7788 | 38.9227 | -13.284 | 33.3172 | -22.0742
949 | 19.3877 | -23.0534 | 28.6479 | -7.7807 | 38.9183 | -13.2883 | 33.3054 | -22.0859
950 | 19.3935 | -23.0475 | 28.6233 | -7.8053 | 38.9226 | -13.2839 | 33.2868 | -22.1042
951 | 19.3875 | -23.0533 | 28.611 | -7.8176 | 38.8975 | -13.3088 | 33.2866 | -22.1042
952 | 19.4012 | -23.0396 | 28.6781 | -7.7504 | 38.9141 | -13.2921 | 33.2825 | -22.108
953 | 19.4115 | -23.0291 | 28.6918 | -7.7367 | 38.8994 | -13.3067 | 33.2941 | -22.0962
954 | 19.4231 | -23.0174 | 28.727 | -7.7014 | 38.911 | -13.295 | 33.2858 | -22.1042
955 | 19.423 | -23.0173 | 28.7191 | -7.7093 | 38.8941 | -13.3118 | 33.2862 | -22.1036
956 | 19.4295 | -23.0107 | 28.7408 | -7.6876 | 38.9094 | -13.2963 | 33.2921 | -22.0974
957 | 19.4454 | -22.9946 | 28.732 | -7.6964 | 38.8963 | -13.3093 | 33.2975 | -22.0918
958 | 19.446 | -22.9939 | 28.7453 | -7.683 | 38.8922 | -13.3133 | 33.2914 | -22.0977
959 | 19.4525 | -22.9873 | 28.7565 | -7.6718 | 38.8942 | -13.3112 | 33.2978 | -22.091
960 | 19.4638 | -22.9758 | 28.7874 | -7.6408 | 38.9055 | -13.2997 | 33.3031 | -22.0855
961 | 19.4758 | -22.9637 | 28.7702 | -7.658 | 38.9034 | -13.3017 | 33.3032 | -22.0851
962 | 19.4692 | -22.9702 | 28.8318 | -7.5964 | 38.8931 | -13.3119 | 33.303 | -22.0852
963 | 19.4821 | -22.9571 | 28.8142 | -7.6139 | 38.8989 | -13.3059 | 33.3028 | -22.0851
964 | 19.4821 | -22.957 | 28.8127 | -7.6154 | 38.8973 | -13.3074 | 33.3033 | -22.0844
965 | 19.4892 | -22.9497 | 28.8341 | -7.5939 | 38.9031 | -13.3015 | 33.3089 | -22.0785
966 | 19.4898 | -22.949 | 28.8457 | -7.5823 | 38.8978 | -13.3067 | 33.3027 | -22.0845
967 | 19.4806 | -22.9581 | 28.8515 | -7.5765 | 38.9043 | -13.3001 | 33.3025 | -22.0844
968 | 19.4883 | -22.9502 | 28.8514 | -7.5765 | 38.875 | -13.3293 | 33.3017 | -22.085
969 | 19.4748 | -22.9637 | 28.8449 | -7.583 | 38.8785 | -13.3256 | 33.2845 | -22.102
970 | 19.4688 | -22.9695 | 28.8495 | -7.5783 | 38.8466 | -13.3574 | 33.2783 | -22.1079
971 | 19.4569 | -22.9813 | 28.8252 | -7.6027 | 38.8317 | -13.3721 | 33.2656 | -22.1204
972 | 19.4553 | -22.9828 | 28.8151 | -7.6127 | 38.8299 | -13.3738 | 33.2544 | -22.1314
973 | 19.4477 | -22.9902 | 28.8317 | -7.5961 | 38.8175 | -13.3861 | 33.2592 | -22.1263
974 | 19.4549 | -22.9828 | 28.83 | -7.5978 | 38.8137 | -13.3897 | 33.2493 | -22.1359
975 | 19.4555 | -22.9821 | 28.8807 | -7.547 | 38.8172 | -13.3861 | 33.2477 | -22.1373
976 | 19.4282 | -23.0092 | 28.8507 | -7.577 | 38.7793 | -13.4239 | 33.2299 | -22.1549
977 | 19.4361 | -23.0012 | 28.8595 | -7.5682 | 38.781 | -13.4221 | 33.2245 | -22.1601
978 | 19.4257 | -23.0115 | 28.871 | -7.5566 | 38.7868 | -13.4162 | 33.2151 | -22.1692
979 | 19.4109 | -23.0262 | 28.8313 | -7.5963 | 38.766 | -13.4368 | 33.2005 | -22.1836
980 | 19.4122 | -23.0248 | 28.8129 | -7.6147 | 38.7744 | -13.4283 | 33.2009 | -22.183
981 | 19.4025 | -23.0343 | 28.8106 | -7.6169 | 38.7527 | -13.4499 | 33.1804 | -22.2032
982 | 19.3871 | -23.0496 | 28.8002 | -7.6273 | 38.7421 | -13.4604 | 33.1601 | -22.2233
983 | 19.3738 | -23.0628 | 28.8135 | -7.614 | 38.7083 | -13.494 | 33.1401 | -22.243
984 | 19.3624 | -23.074 | 28.7877 | -7.6396 | 38.7068 | -13.4954 | 33.1258 | -22.2572
985 | 19.3619 | -23.0743 | 28.7986 | -7.6288 | 38.7026 | -13.4995 | 33.1299 | -22.2528
986 | 19.354 | -23.0821 | 28.7825 | -7.6448 | 38.6904 | -13.5116 | 33.1026 | -22.2799
987 | 19.3443 | -23.0917 | 28.8077 | -7.6196 | 38.6709 | -13.531 | 33.0905 | -22.2917
988 | 19.3351 | -23.1008 | 28.7765 | -7.6507 | 38.6682 | -13.5335 | 33.0797 | -22.3023
989 | 19.3198 | -23.1159 | 28.7677 | -7.6595 | 38.6515 | -13.5501 | 33.0628 | -22.319
990 | 19.3109 | -23.1247 | 28.7875 | -7.6396 | 38.6478 | -13.5537 | 33.0398 | -22.3417
991 | 19.3071 | -23.1283 | 28.7684 | -7.6588 | 38.6436 | -13.5578 | 33.0234 | -22.3579
992 | 19.3031 | -23.1322 | 28.8055 | -7.6216 | 38.6261 | -13.5751 | 33.0128 | -22.3683
993 | 19.2928 | -23.1423 | 28.7859 | -7.6412 | 38.6218 | -13.5793 | 32.995 | -22.3858
994 | 19.2831 | -23.152 | 28.7834 | -7.6437 | 38.6195 | -13.5815 | 32.9837 | -22.3969
995 | 19.2852 | -23.1497 | 28.7869 | -7.6401 | 38.617 | -13.5838 | 32.9681 | -22.4123
996 | 19.2858 | -23.149 | 28.7558 | -7.6712 | 38.6073 | -13.5934 | 32.951 | -22.4292
997 | 19.2812 | -23.1534 | 28.8078 | -7.6191 | 38.605 | -13.5956 | 32.945 | -22.4349
998 | 19.2767 | -23.1578 | 28.8064 | -7.6205 | 38.6034 | -13.5971 | 32.9344 | -22.4453
999 | 19.2802 | -23.1542 | 28.8327 | -7.5942 | 38.6017 | -13.5987 | 32.9369 | -22.4426
1000 | 19.3 | -23.1343 | 28.8143 | -7.6125 | 38.5877 | -13.6126 | 32.9353 | -22.444
1001 | 19.3056 | -23.1285 |  |  | 38.6147 | -13.5854
1002 | 19.3071 | -23.1269 |  |  | 38.6132 | -13.5868
1003 | 19.3231 | -23.1108 |  |  | 38.6094 | -13.5905
1004 | 19.3354 | -23.0983 |  |  | 38.6143 | -13.5854
1005 | 19.3566 | -23.077 |  |  | 38.6341 | -13.5655
1006 | 19.37 | -23.0634 |  |  | 38.6362 | -13.5633
1007 | 19.3917 | -23.0416 |  |  | 38.6383 | -13.5611
1008 | 19.4018 | -23.0314 |  |  | 38.669 | -13.5302
1009 | 19.4237 | -23.0093 |  |  | 38.6806 | -13.5185
1010 | 19.4449 | -22.988 |  |  | 38.6945 | -13.5044
1011 | 19.4611 | -22.9717 |  |  | 38.7017 | -13.4971
1012 | 19.4864 | -22.9463 |  |  | 38.7375 | -13.4613
1013 | 19.5133 | -22.9192 |  |  | 38.7387 | -13.4599
1014 | 19.531 | -22.9014 |  |  | 38.7333 | -13.4651
1015 | 19.5663 | -22.866 |  |  | 38.7733 | -13.4251
1016 | 19.5927 | -22.8394 |  |  | 38.7887 | -13.4095
1017 | 19.618 | -22.8141 |  |  | 38.8164 | -13.3817
1018 | 19.6344 | -22.7975 |  |  | 38.8398 | -13.3581
1019 | 19.6468 | -22.785 |  |  | 38.8643 | -13.3336
1020 | 19.6715 | -22.7601 |  |  | 38.8687 | -13.3291
1021 | 19.6868 | -22.7447 |  |  | 38.8689 | -13.3287
1022 | 19.692 | -22.7393 |  |  | 38.8792 | -13.3183
1023 | 19.7132 | -22.7181 |  |  | 38.9083 | -13.289
1024 | 19.7291 | -22.702 |  |  | 38.9093 | -13.2879
1025 | 19.7363 | -22.6947 |  |  | 38.9197 | -13.2774
1026 | 19.7553 | -22.6756 |  |  | 38.9153 | -13.2817
1027 | 19.7552 | -22.6755 |  |  | 38.9094 | -13.2874
1028 | 19.7705 | -22.6601 |  |  | 38.9327 | -13.264
1029 | 19.7704 | -22.66 |  |  | 38.9414 | -13.2552
1030 | 19.7703 | -22.66 |  |  | 38.9457 | -13.2508
1031 | 19.7754 | -22.6549 |  |  | 38.9454 | -13.251
1032 | 19.7693 | -22.6607 |  |  | 38.9398 | -13.2565
1033 | 19.7633 | -22.6666 |  |  | 38.9417 | -13.2544
1034 | 19.7793 | -22.6505 |  |  | 38.934 | -13.262
1035 | 19.7521 | -22.6776 |  |  | 38.889 | -13.3069
1036 | 19.7409 | -22.6887 |  |  | 38.8972 | -13.2986
1037 | 19.729 | -22.7005 |  |  | 38.8912 | -13.3045
1038 | 19.7185 | -22.7108 |  |  | 38.8756 | -13.3199
1039 | 19.6974 | -22.7318 |  |  | 38.8471 | -13.3483
1040 | 19.685 | -22.7441 |  |  | 38.8362 | -13.3591
1041 | 19.6528 | -22.7762 |  |  | 38.8021 | -13.393
1042 | 19.6431 | -22.7857 |  |  | 38.7875 | -13.4075
1043 | 19.6113 | -22.8173 |  |  | 38.7536 | -13.4413
1044 | 19.5847 | -22.8439 |  |  | 38.729 | -13.4657
1045 | 19.5725 | -22.8559 |  |  | 38.7228 | -13.4718
1046 | 19.5235 | -22.9048 |  |  | 38.6754 | -13.5191
1047 | 19.5028 | -22.9253 |  |  | 38.6288 | -13.5656
1048 | 19.4706 | -22.9575 |  |  | 38.6177 | -13.5765
1049 | 19.4444 | -22.9835 |  |  | 38.5905 | -13.6037
1050 | 19.4134 | -23.0144 |  |  | 38.5435 | -13.6505
1051 | 19.3922 | -23.0355 |  |  | 38.5355 | -13.6583
1052 | 19.3578 | -23.0697 |  |  | 38.5009 | -13.6928
1053 | 19.3357 | -23.0917 |  |  | 38.4821 | -13.7116
1054 | 19.3041 | -23.1232 |  |  | 38.4531 | -13.7404
1055 | 19.2848 | -23.1423 |  |  | 38.4287 | -13.7647
1056 | 19.2697 | -23.1573 |  |  | 38.4268 | -13.7664
1057 | 19.2434 | -23.1835 |  |  | 38.381 | -13.8122
1058 | 19.2295 | -23.1973 |  |  | 38.3665 | -13.8265
1059 | 19.2086 | -23.2181 |  |  | 38.3517 | -13.8412
1060 | 19.1982 | -23.2283 |  |  | 38.3149 | -13.8779
1061 | 19.1987 | -23.2277 |  |  | 38.3124 | -13.8802
1062 | 19.1789 | -23.2474 |  |  | 38.2918 | -13.9007
1063 | 19.1846 | -23.2416 |  |  | 38.2813 | -13.9111
1064 | 19.1828 | -23.2432 |  |  | 38.2693 | -13.923
1065 | 19.1894 | -23.2365 |  |  | 38.2608 | -13.9314
1066 | 19.1908 | -23.235 |  |  | 38.2854 | -13.9066
1067 | 19.2068 | -23.2189 |  |  | 38.2972 | -13.8946
1068 | 19.206 | -23.2195 |  |  | 38.2925 | -13.8992
1069 | 19.2264 | -23.199 |  |  | 38.2909 | -13.9007
1070 | 19.2411 | -23.1842 |  |  | 38.2996 | -13.8919
1071 | 19.256 | -23.1692 |  |  | 38.2951 | -13.8963
1072 | 19.279 | -23.146 |  |  | 38.3192 | -13.8721
1073 | 19.3421 | -23.0828 |  |  | 38.3176 | -13.8735
1074 | 19.3617 | -23.0631 |  |  | 38.3263 | -13.8647
1075 | 19.3808 | -23.0438 |  |  | 38.3233 | -13.8676
1076 | 19.416 | -23.0085 |  |  | 38.3547 | -13.836
1077 | 19.4415 | -22.9829 |  |  | 38.3715 | -13.8191
1078 | 19.4922 | -22.9321 |  |  | 38.4045 | -13.786
1079 | 19.523 | -22.9012 |  |  | 38.4226 | -13.7678
1080 | 19.5633 | -22.8607 |  |  | 38.4454 | -13.7449
1081 | 19.5885 | -22.8354 |  |  | 38.4828 | -13.7074
1082 | 19.616 | -22.8078 |  |  | 38.4758 | -13.7142
1083 | 19.6423 | -22.7814 |  |  | 38.5149 | -13.675
1084 | 19.6809 | -22.7427 |  |  | 38.5453 | -13.6444
1085 | 19.7093 | -22.7141 |  |  | 38.5698 | -13.6199
1086 | 19.7294 | -22.6939 |  |  | 38.5733 | -13.6162
1087 | 19.7572 | -22.666 |  |  | 38.5995 | -13.5899
1088 | 19.7828 | -22.6403 |  |  | 38.6186 | -13.5707
1089 | 19.7982 | -22.6247 |  |  | 38.6304 | -13.5588
1090 | 19.8194 | -22.6034 |  |  | 38.6441 | -13.5449
1091 | 19.8295 | -22.5931 |  |  | 38.6632 | -13.5257
1092 | 19.843 | -22.5795 |  |  | 38.6748 | -13.514
1093 | 19.8601 | -22.5623 |  |  | 38.6886 | -13.5
1094 | 19.8711 | -22.5513 |  |  | 38.7164 | -13.4721
1095 | 19.8746 | -22.5476 |  |  | 38.7213 | -13.4671
1096 | 19.8854 | -22.5367 |  |  | 38.7096 | -13.4787
1097 | 19.8839 | -22.538 |  |  | 38.7235 | -13.4647
1098 | 19.8822 | -22.5396 |  |  | 38.727 | -13.4611
1099 | 19.8705 | -22.5512 |  |  | 38.7254 | -13.4625
1100 | 19.8807 | -22.5409 |  |  | 38.7374 | -13.4504
1101 | 19.8681 | -22.5534 |  |  | 38.7185 | -13.4691
1102 | 19.8613 | -22.5601 |  |  | 38.7152 | -13.4723
1103 | 19.8494 | -22.5718 |  |  | 38.7098 | -13.4776
1104 | 19.8368 | -22.5843 |  |  | 38.7078 | -13.4794
1105 | 19.8301 | -22.5909 |  |  | 38.693 | -13.4941
1106 | 19.8123 | -22.6086 |  |  | 38.6798 | -13.5073
1107 | 19.7879 | -22.6328 |  |  | 38.6685 | -13.5184
1108 | 19.776 | -22.6446 |  |  | 38.6619 | -13.5248
1109 | 19.7694 | -22.6511 |  |  | 38.6401 | -13.5466
1110 | 19.7367 | -22.6837 |  |  | 38.6204 | -13.5661
1111 | 19.7168 | -22.7034 |  |  | 38.6048 | -13.5816
1112 | 19.6873 | -22.7328 |  |  | 38.5821 | -13.6042
1113 | 19.6585 | -22.7615 |  |  | 38.5551 | -13.6311
1114 | 19.6305 | -22.7894 |  |  | 38.5536 | -13.6324
1115 | 19.6134 | -22.8064 |  |  | 38.5211 | -13.6648
1116 | 19.5788 | -22.8408 |  |  | 38.4852 | -13.7006
1117 | 19.5434 | -22.8762 |  |  | 38.4724 | -13.7132
1118 | 19.5256 | -22.8938 |  |  | 38.4334 | -13.7522
1119 | 19.4844 | -22.9349 |  |  | 38.3876 | -13.7978
1120 | 19.4688 | -22.9504 |  |  | 38.384 | -13.8013
1121 | 19.4473 | -22.9718 |  |  | 38.3549 | -13.8302
1122 | 19.4301 | -22.9888 |  |  | 38.324 | -13.861
1123 | 19.4074 | -23.0114 |  |  | 38.3092 | -13.8757
1124 | 19.3903 | -23.0284 |  |  | 38.2855 | -13.8992
1125 | 19.3658 | -23.0528 |  |  | 38.2579 | -13.9268
1126 | 19.357 | -23.0615 |  |  | 38.2323 | -13.9522
1127 | 19.3392 | -23.0792 |  |  | 38.2175 | -13.9669
1128 | 19.3391 | -23.0791 |  |  | 38.2196 | -13.9647
1129 | 19.3154 | -23.1027 |  |  | 38.1821 | -14.0021
1130 | 19.3028 | -23.1152 |  |  | 38.1686 | -14.0154
1131 | 19.3078 | -23.11 |  |  | 38.1553 | -14.0286
1132 | 19.2886 | -23.1291 |  |  | 38.1279 | -14.0558
1133 | 19.2819 | -23.1357 |  |  | 38.1297 | -14.054
1134 | 19.2995 | -23.118 |  |  | 38.1109 | -14.0726
1135 | 19.3 | -23.1174 |  |  | 38.0906 | -14.0928
1136 | 19.2984 | -23.1188 |  |  | 38.0929 | -14.0904
1137 | 19.3057 | -23.1115 |  |  | 38.07 | -14.1132
1138 | 19.312 | -23.105 |  |  | 38.0559 | -14.1271
1139 | 19.3074 | -23.1095 |  |  | 38.0477 | -14.1352
1140 | 19.3193 | -23.0975 |  |  | 38.052 | -14.1308
1141 | 19.3258 | -23.0909 |  |  | 38.029 | -14.1536
1142 | 19.3296 | -23.0869 |  |  | 38.026 | -14.1565
1143 | 19.3351 | -23.0814 |  |  | 38.0104 | -14.172
1144 | 19.3372 | -23.0791 |  |  | 38.0243 | -14.158
1145 | 19.343 | -23.0732 |  |  | 38.0102 | -14.172
1146 | 19.3567 | -23.0594 |  |  | 38.0057 | -14.1764
1147 | 19.3562 | -23.0598 |  |  | 38.0004 | -14.1816
1148 | 19.3602 | -23.0556 |  |  | 37.9881 | -14.1937
1149 | 19.3791 | -23.0366 |  |  | 37.9663 | -14.2153
1150 | 19.3755 | -23.0402 |  |  | 37.9721 | -14.2095
1151 | 19.3884 | -23.0271 |  |  | 37.9706 | -14.2108
1152 | 19.3738 | -23.0416 |  |  | 37.9681 | -14.2132
1153 | 19.3818 | -23.0335 |  |  | 37.9592 | -14.222
1154 | 19.3845 | -23.0306 |  |  | 37.9466 | -14.2345
1155 | 19.394 | -23.021 |  |  | 37.9369 | -14.244
1156 | 19.3975 | -23.0174 |  |  | 37.9312 | -14.2496
1157 | 19.3814 | -23.0334 |  |  | 37.9545 | -14.2262
1158 | 19.387 | -23.0276 |  |  | 37.9622 | -14.2184
1159 | 19.3796 | -23.035 |  |  | 37.9423 | -14.2381
1160 | 19.3831 | -23.0313 |  |  | 37.9444 | -14.236
1161 | 19.3838 | -23.0306 |  |  | 37.9391 | -14.2411
1162 | 19.388 | -23.0262 |  |  | 37.9543 | -14.2257
1163 | 19.3946 | -23.0195 |  |  | 37.9462 | -14.2337
1164 | 19.3944 | -23.0196 |  |  | 37.9504 | -14.2294
1165 | 19.3877 | -23.0262 |  |  | 37.954 | -14.2257
1166 | 19.3817 | -23.0321 |  |  | 37.9289 | -14.2507
1167 | 19.3823 | -23.0313 |  |  | 37.9282 | -14.2513
1168 | 19.3903 | -23.0233 |  |  | 37.9491 | -14.2303
1169 | 19.385 | -23.0284 |  |  | 37.9477 | -14.2315
1170 | 19.3911 | -23.0222 |  |  | 37.9521 | -14.227
1171 | 19.3754 | -23.0377 |  |  | 37.9349 | -14.244
1172 | 19.3773 | -23.0358 |  |  | 37.9385 | -14.2404
1173 | 19.372 | -23.0409 |  |  | 37.9373 | -14.2415
1174 | 19.3682 | -23.0446 |  |  | 37.9463 | -14.2323
1175 | 19.3586 | -23.0541 |  |  | 37.944 | -14.2345
1176 | 19.3599 | -23.0527 |  |  | 37.949 | -14.2294
1177 | 19.3572 | -23.0552 |  |  | 37.9371 | -14.2411
1178 | 19.3524 | -23.06 |  |  | 37.926 | -14.2522
1179 | 19.3479 | -23.0643 |  |  | 37.9223 | -14.2556
1180 | 19.3337 | -23.0785 |  |  | 37.9198 | -14.258
1181 | 19.3512 | -23.0608 |  |  | 37.9072 | -14.2705
1182 | 19.335 | -23.0769 |  |  | 37.9136 | -14.264
1183 | 19.3337 | -23.0781 |  |  | 37.8891 | -14.2884
1184 | 19.3325 | -23.0791 |  |  | 37.8767 | -14.3006
1185 | 19.329 | -23.0825 |  |  | 37.8978 | -14.2794
1186 | 19.3235 | -23.0879 |  |  | 37.873 | -14.3041
1187 | 19.3248 | -23.0865 |  |  | 37.8697 | -14.3073
1188 | 19.3247 | -23.0865 |  |  | 37.8581 | -14.3188
1189 | 19.3195 | -23.0916 |  |  | 37.8665 | -14.3103
1190 | 19.3192 | -23.0918 |  |  | 37.8531 | -14.3235
1191 | 19.3259 | -23.085 |  |  | 37.8487 | -14.3278
1192 | 19.3316 | -23.0792 |  |  | 37.8412 | -14.3352
1193 | 19.3381 | -23.0725 |  |  | 37.8552 | -14.321
1194 | 19.3436 | -23.0669 |  |  | 37.8273 | -14.3488
1195 | 19.3548 | -23.0556 |  |  | 37.8246 | -14.3514
1196 | 19.3647 | -23.0456 |  |  | 37.8179 | -14.358
1197 | 19.3642 | -23.046 |  |  | 37.8427 | -14.333
1198 | 19.3875 | -23.0225 |  |  | 37.8448 | -14.3308
1199 | 19.3868 | -23.0232 |  |  | 37.8146 | -14.3609
1200 | 19.4079 | -23.0019 |  |  | 37.8248 | -14.3506
1201 | 19.4063 | -23.0034 |  |  | 37.8315 | -14.3437
1202 | 19.4224 | -22.9872 |  |  | 37.8296 | -14.3455
1203 | 19.4377 | -22.9718 |  |  | 37.8288 | -14.3462
1204 | 19.4472 | -22.9622 |  |  | 37.839 | -14.3359
1205 | 19.4566 | -22.9527 |  |  | 37.8557 | -14.319
1206 | 19.485 | -22.9242 |  |  | 37.8564 | -14.3183
1207 | 19.4836 | -22.9255 |  |  | 37.8615 | -14.3131
1208 | 19.5179 | -22.891 |  |  | 37.8716 | -14.3028
1209 | 19.5217 | -22.8872 |  |  | 37.8751 | -14.2992
1210 | 19.5252 | -22.8836 |  |  | 37.8647 | -14.3094
1211 | 19.5481 | -22.8605 |  |  | 37.8949 | -14.2792
1212 | 19.558 | -22.8505 |  |  | 37.9041 | -14.2698
1213 | 19.5616 | -22.8468 |  |  | 37.8996 | -14.2742
1214 | 19.5726 | -22.8357 |  |  | 37.9012 | -14.2725
1215 | 19.5778 | -22.8304 |  |  | 37.9077 | -14.2659
1216 | 19.5804 | -22.8277 |  |  | 37.917 | -14.2564
1217 | 19.5923 | -22.8156 |  |  | 37.9381 | -14.2352
1218 | 19.5841 | -22.8238 |  |  | 37.9432 | -14.23
1219 | 19.6006 | -22.8071 |  |  | 37.9349 | -14.2382
1220 | 19.5801 | -22.8275 |  |  | 37.9392 | -14.2338
1221 | 19.5906 | -22.8169 |  |  | 37.9346 | -14.2382
1222 | 19.5842 | -22.8232 |  |  | 37.9447 | -14.228
1223 | 19.5825 | -22.8247 |  |  | 37.9292 | -14.2433
1224 | 19.5696 | -22.8376 |  |  | 37.9159 | -14.2565
1225 | 19.5757 | -22.8313 |  |  | 37.9209 | -14.2514
1226 | 19.5697 | -22.8373 |  |  | 37.9061 | -14.2661
1227 | 19.5622 | -22.8446 |  |  | 37.8994 | -14.2727
1228 | 19.5614 | -22.8454 |  |  | 37.8999 | -14.272
1229 | 19.5407 | -22.8659 |  |  | 37.869 | -14.3028
1230 | 19.5281 | -22.8784 |  |  | 37.8689 | -14.3028
1231 | 19.522 | -22.8843 |  |  | 37.8679 | -14.3037
1232 | 19.497 | -22.9093 |  |  | 37.8539 | -14.3176
1233 | 19.4795 | -22.9267 |  |  | 37.8354 | -14.336
1234 | 19.4674 | -22.9387 |  |  | 37.818 | -14.3532
1235 | 19.4487 | -22.9572 |  |  | 37.82 | -14.3511
1236 | 19.4304 | -22.9755 |  |  | 37.7998 | -14.3712
1237 | 19.4075 | -22.9982 |  |  | 37.7819 | -14.3889
1238 | 19.4014 | -23.0042 |  |  | 37.7774 | -14.3933
1239 | 19.3836 | -23.0219 |  |  | 37.7537 | -14.4169
1240 | 19.3643 | -23.041 |  |  | 37.7117 | -14.4588
1241 | 19.3306 | -23.0747 |  |  | 37.6859 | -14.4845
1242 | 19.3261 | -23.0791 |  |  | 37.6674 | -14.5028
1243 | 19.309 | -23.096 |  |  | 37.6337 | -14.5365
1244 | 19.2879 | -23.1171 |  |  | 37.6084 | -14.5616
1245 | 19.2809 | -23.124 |  |  | 37.606 | -14.5639
1246 | 19.2631 | -23.1416 |  |  | 37.5816 | -14.5881
1247 | 19.2586 | -23.146 |  |  | 37.567 | -14.6026
1248 | 19.2474 | -23.1571 |  |  | 37.5717 | -14.5977
1249 | 19.243 | -23.1614 |  |  | 37.5349 | -14.6345
1250 | 19.2326 | -23.1717 |  |  | 37.5296 | -14.6396
1251 | 19.2243 | -23.1799 |  |  | 37.5092 | -14.6599
1252 | 19.2242 | -23.1799 |  |  | 37.4883 | -14.6807
1253 | 19.2185 | -23.1855 |  |  | 37.4815 | -14.6874
1254 | 19.2314 | -23.1725 |  |  | 37.4806 | -14.6882
1255 | 19.2256 | -23.1781 |  |  | 37.4594 | -14.7092
1256 | 19.2338 | -23.1699 |  |  | 37.4469 | -14.7216
1257 | 19.2414 | -23.1622 |  |  | 37.4494 | -14.719
1258 | 19.2595 | -23.1439 |  |  | 37.4727 | -14.6955
1259 | 19.2705 | -23.1328 |  |  | 37.4507 | -14.7175
1260 | 19.2803 | -23.1229 |  |  | 37.4501 | -14.7179
1261 | 19.2916 | -23.1115 |  |  | 37.4453 | -14.7226
1262 | 19.3151 | -23.0879 |  |  | 37.4606 | -14.7072
1263 | 19.3321 | -23.0708 |  |  | 37.4923 | -14.6753
1264 | 19.367 | -23.0358 |  |  | 37.4883 | -14.6792
1265 | 19.378 | -23.0247 |  |  | 37.4989 | -14.6685
1266 | 19.4065 | -22.996 |  |  | 37.5145 | -14.6528
1267 | 19.4417 | -22.9608 |  |  | 37.5463 | -14.6209
1268 | 19.471 | -22.9313 |  |  | 37.5586 | -14.6084
1269 | 19.4878 | -22.9144 |  |  | 37.5671 | -14.5998
1270 | 19.5179 | -22.8842 |  |  | 37.6015 | -14.5654
1271 | 19.5603 | -22.8417 |  |  | 37.6447 | -14.522
1272 | 19.5838 | -22.8181 |  |  | 37.6388 | -14.5278
1273 | 19.6135 | -22.7883 |  |  | 37.6739 | -14.4926
1274 | 19.6371 | -22.7646 |  |  | 37.7062 | -14.4602
1275 | 19.6951 | -22.7064 |  |  | 37.7258 | -14.4404
1276 | 19.6979 | -22.7036 |  |  | 37.736 | -14.4301
1277 | 19.731 | -22.6703 |  |  | 37.7967 | -14.3692
1278 | 19.7684 | -22.6328 |  |  | 37.8233 | -14.3426
1279 | 19.7867 | -22.6145 |  |  | 37.8342 | -14.3316
1280 | 19.8123 | -22.5887 |  |  | 37.8612 | -14.3044
1281 | 19.8504 | -22.5506 |  |  | 37.9068 | -14.2586
1282 | 19.8824 | -22.5184 |  |  | 37.9162 | -14.2491
1283 | 19.8958 | -22.5049 |  |  | 37.9564 | -14.2088
1284 | 19.9141 | -22.4865 |  |  | 37.9818 | -14.1833
1285 | 19.9206 | -22.4799 |  |  | 37.9761 | -14.1889
1286 | 19.9404 | -22.46 |  |  | 37.9921 | -14.1727
1287 | 19.9533 | -22.447 |  |  | 38.0116 | -14.1532
1288 | 19.9623 | -22.4378 |  |  | 38.0243 | -14.1403
1289 | 19.9864 | -22.4137 |  |  | 38.0325 | -14.132
1290 | 20.0001 | -22.3998 |  |  | 38.0494 | -14.115
1291 | 19.9935 | -22.4064 |  |  | 38.0645 | -14.0997
1292 | 19.9989 | -22.4008 |  |  | 38.073 | -14.0911
1293 | 20.005 | -22.3947 |  |  | 38.0701 | -14.0939
1294 | 20.0144 | -22.3852 |  |  | 38.0999 | -14.064
1295 | 19.9938 | -22.4057 |  |  | 38.0836 | -14.0801
1296 | 19.9738 | -22.4255 |  |  | 38.0711 | -14.0926
1297 | 19.9534 | -22.4458 |  |  | 38.0693 | -14.0942
1298 | 19.9398 | -22.4593 |  |  | 38.0488 | -14.1146
1299 | 19.9272 | -22.4718 |  |  | 38.0398 | -14.1235
1300 | 19.9146 | -22.4843 |  |  | 38.0198 | -14.1433
1301 | 19.8955 | -22.5033 |  |  | 38.0091 | -14.1539
1302 | 19.8754 | -22.5233 |  |  | 37.9734 | -14.1895
1303 | 19.8503 | -22.5483 |  |  | 37.9679 | -14.1949
1304 | 19.8343 | -22.5641 |  |  | 37.9522 | -14.2104
1305 | 19.8123 | -22.5861 |  |  | 37.9177 | -14.2448
1306 | 19.7934 | -22.6049 |  |  | 37.9066 | -14.2558
1307 | 19.7617 | -22.6365 |  |  | 37.8862 | -14.2761
1308 | 19.7424 | -22.6556 |  |  | 37.8615 | -14.3007
1309 | 19.7055 | -22.6924 |  |  | 37.8349 | -14.3271
1310 | 19.6798 | -22.7181 |  |  | 37.7982 | -14.3638
1311 | 19.6495 | -22.7483 |  |  | 37.7656 | -14.3962
1312 | 19.6184 | -22.7792 |  |  | 37.7148 | -14.4469
1313 | 19.6059 | -22.7917 |  |  | 37.6826 | -14.4789
1314 | 19.5774 | -22.82 |  |  | 37.6681 | -14.4934
1315 | 19.5443 | -22.853 |  |  | 37.6223 | -14.539
1316 | 19.5254 | -22.8718 |  |  | 37.5959 | -14.5654
1317 | 19.4944 | -22.9027 |  |  | 37.5715 | -14.5896
1318 | 19.4635 | -22.9335 |  |  | 37.5471 | -14.6138
1319 | 19.4581 | -22.9388 |  |  | 37.5267 | -14.6342
1320 | 19.4258 | -22.971 |  |  | 37.4829 | -14.6778
1321 | 19.4024 | -22.9943 |  |  | 37.4592 | -14.7014
1322 | 19.3697 | -23.0269 |  |  | 37.4235 | -14.737
1323 | 19.3497 | -23.0467 |  |  | 37.3921 | -14.7682
1324 | 19.3231 | -23.0732 |  |  | 37.3618 | -14.7984
1325 | 19.3038 | -23.0925 |  |  | 37.3397 | -14.8204
1326 | 19.3156 | -23.0806 |  |  | 37.3447 | -14.8153
1327 | 19.303 | -23.093 |  |  | 37.3251 | -14.8348
1328 | 19.3006 | -23.0953 |  |  | 37.2864 | -14.8734
1329 | 19.3057 | -23.0902 |  |  | 37.2716 | -14.888
1330 | 19.3181 | -23.0777 |  |  | 37.2626 | -14.8969
1331 | 19.3158 | -23.0798 |  |  | 37.2566 | -14.9028
1332 | 19.3386 | -23.0569 |  |  | 37.2734 | -14.8859
1333 | 19.3523 | -23.0431 |  |  | 37.3048 | -14.8543
1334 | 19.3692 | -23.0261 |  |  | 37.2908 | -14.8682
1335 | 19.3918 | -23.0034 |  |  | 37.2929 | -14.8661
1336 | 19.4093 | -22.9858 |  |  | 37.2927 | -14.8661
1337 | 19.439 | -22.956 |  |  | 37.3407 | -14.818
1338 | 19.4651 | -22.9298 |  |  | 37.3705 | -14.7881
1339 | 19.545 | -22.8498 |  |  | 37.3203 | -14.8382
1340 | 19.5817 | -22.813 |  |  | 37.3378 | -14.8205
1341 | 19.6125 | -22.7821 |  |  | 37.3453 | -14.8129
1342 | 19.644 | -22.7504 |  |  | 37.3876 | -14.7705
1343 | 19.688 | -22.7064 |  |  | 37.4138 | -14.7441
1344 | 19.7331 | -22.6611 |  |  | 37.4484 | -14.7095
1345 | 19.7707 | -22.6234 |  |  | 37.474 | -14.6837
1346 | 19.8059 | -22.5881 |  |  | 37.5077 | -14.6499
1347 | 19.8222 | -22.5718 |  |  | 37.5292 | -14.6282
1348 | 19.8683 | -22.5255 |  |  | 37.5759 | -14.5815
1349 | 19.9138 | -22.4799 |  |  | 37.6202 | -14.537
1350 | 19.941 | -22.4527 |  |  | 37.6535 | -14.5036
1351 | 19.9747 | -22.4189 |  |  | 37.6954 | -14.4615
1352 | 20.0142 | -22.3792 |  |  | 37.7305 | -14.4264
1353 | 20.0413 | -22.352 |  |  | 37.786 | -14.3707
1354 | 20.0611 | -22.3321 |  |  | 37.8069 | -14.3497
1355 | 20.0949 | -22.2982 |  |  | 37.8537 | -14.3028
1356 | 20.1564 | -22.2367 |  |  | 37.9344 | -14.222
1357 | 20.1762 | -22.2167 |  |  | 37.9777 | -14.1786
1358 | 20.21 | -22.1828 |  |  | 38.0143 | -14.1419
1359 | 20.2495 | -22.1432 |  |  | 38.0472 | -14.1088
1360 | 20.2758 | -22.1168 |  |  | 38.0875 | -14.0684
1361 | 20.2824 | -22.1101 |  |  | 38.0962 | -14.0596
1362 | 20.3102 | -22.0822 |  |  | 38.1205 | -14.0352
1363 | 20.3301 | -22.0622 |  |  | 38.1539 | -14.0016
1364 | 20.3399 | -22.0523 |  |  | 38.1549 | -14.0005
1365 | 20.3505 | -22.0416 |  |  | 38.1915 | -13.9638
1366 | 20.362 | -22.03 |  |  | 38.2023 | -13.9529
1367 | 20.3624 | -22.0295 |  |  | 38.21 | -13.9451
1368 | 20.364 | -22.0278 |  |  | 38.2182 | -13.9367
1369 | 20.3705 | -22.0212 |  |  | 38.2212 | -13.9336
1370 | 20.3498 | -22.0417 |  |  | 38.2316 | -13.9231
1371 | 20.3438 | -22.0476 |  |  | 38.2259 | -13.9287
1372 | 20.3306 | -22.0607 |  |  | 38.2232 | -13.9312
1373 | 20.3171 | -22.0741 |  |  | 38.2102 | -13.9442
1374 | 20.3031 | -22.0881 |  |  | 38.1881 | -13.9662
1375 | 20.2836 | -22.1075 |  |  | 38.1865 | -13.9675
1376 | 20.2632 | -22.1278 |  |  | 38.1694 | -13.9845
1377 | 20.244 | -22.1469 |  |  | 38.144 | -14.0099
1378 | 20.2042 | -22.1865 |  |  | 38.1084 | -14.0453
1379 | 20.1843 | -22.2064 |  |  | 38.0956 | -14.058
1380 | 20.1517 | -22.2388 |  |  | 38.0579 | -14.0956
1381 | 20.1193 | -22.2712 |  |  | 38.01 | -14.1434
1382 | 20.0857 | -22.3046 |  |  | 37.9823 | -14.1709
1383 | 20.048 | -22.3423 |  |  | 37.9438 | -14.2093
1384 | 20.0088 | -22.3814 |  |  | 37.8899 | -14.2631
1385 | 19.9763 | -22.4137 |  |  | 37.8728 | -14.28
1386 | 19.9314 | -22.4586 |  |  | 37.829 | -14.3238
1387 | 19.8923 | -22.4976 |  |  | 37.7873 | -14.3654
1388 | 19.8598 | -22.53 |  |  | 37.7401 | -14.4124
1389 | 19.8075 | -22.5821 |  |  | 37.6951 | -14.4573
1390 | 19.7754 | -22.6141 |  |  | 37.6504 | -14.5019
1391 | 19.7344 | -22.655 |  |  | 37.5875 | -14.5646
1392 | 19.6984 | -22.6909 |  |  | 37.5338 | -14.6182
1393 | 19.6652 | -22.724 |  |  | 37.5192 | -14.6328
1394 | 19.6335 | -22.7556 |  |  | 37.4821 | -14.6698
1395 | 19.6 | -22.789 |  |  | 37.4306 | -14.7211
1396 | 19.5738 | -22.8151 |  |  | 37.3767 | -14.7748
1397 | 19.5406 | -22.8482 |  |  | 37.3487 | -14.8028
1398 | 19.5265 | -22.8622 |  |  | 37.3265 | -14.8248
1399 | 19.5048 | -22.8838 |  |  | 37.2904 | -14.8609
1400 | 19.4865 | -22.9021 |  |  | 37.2749 | -14.8762
1401 | 19.4769 | -22.9115 |  |  | 37.2557 | -14.8952
1402 | 19.4636 | -22.9247 |  |  | 37.2253 | -14.9256
1403 | 19.4651 | -22.9231 |  |  | 37.2049 | -14.9458
1404 | 19.4722 | -22.9159 |  |  | 37.1905 | -14.9601
1405 | 19.4707 | -22.9173 |  |  | 37.1925 | -14.9579
1406 | 19.4742 | -22.9137 |  |  | 37.1711 | -14.9792
1407 | 19.4851 | -22.9027 |  |  | 37.1959 | -14.9543
1408 | 19.496 | -22.8916 |  |  | 37.1819 | -14.9683
1409 | 19.5129 | -22.8747 |  |  | 37.192 | -14.958
1410 | 19.5429 | -22.8446 |  |  | 37.2015 | -14.9484
1411 | 19.5723 | -22.8151 |  |  | 37.2249 | -14.9249
1412 | 19.5985 | -22.7888 |  |  | 37.2505 | -14.8992
1413 | 19.6301 | -22.7571 |  |  | 37.2761 | -14.8734
1414 | 19.655 | -22.7321 |  |  | 37.2929 | -14.8565
1415 | 19.6986 | -22.6884 |  |  | 37.3252 | -14.8241
1416 | 19.7444 | -22.6425 |  |  | 37.3734 | -14.7757
1417 | 19.7907 | -22.5961 |  |  | 37.4155 | -14.7335
1418 | 19.8284 | -22.5583 |  |  | 37.441 | -14.7079
1419 | 19.8894 | -22.4971 |  |  | 37.4967 | -14.6522
1420 | 19.9286 | -22.4579 |  |  | 37.5392 | -14.6095
1421 | 19.9756 | -22.4108 |  |  | 37.5801 | -14.5685
1422 | 20.031 | -22.3553 |  |  | 37.6394 | -14.5091
1423 | 20.0893 | -22.2969 |  |  | 37.6793 | -14.469
1424 | 20.1318 | -22.2543 |  |  | 37.7189 | -14.4293
1425 | 20.1802 | -22.2057 |  |  | 37.7768 | -14.3713
1426 | 20.2336 | -22.1523 |  |  | 37.8208 | -14.3272
1427 | 20.2837 | -22.1021 |  |  | 37.8759 | -14.272
1428 | 20.3256 | -22.0601 |  |  | 37.9181 | -14.2296
1429 | 20.3674 | -22.0182 |  |  | 37.9763 | -14.1713
1430 | 20.4099 | -21.9756 |  |  | 38.0197 | -14.1278
1431 | 20.4517 | -21.9337 |  |  | 38.063 | -14.0843
1432 | 20.4942 | -21.8911 |  |  | 38.109 | -14.0383
1433 | 20.5228 | -21.8623 |  |  | 38.1442 | -14.0029
1434 | 20.5507 | -21.8344 |  |  | 38.1772 | -13.9698
1435 | 20.5858 | -21.7992 |  |  | 38.2263 | -13.9206
1436 | 20.6144 | -21.7705 |  |  | 38.2335 | -13.9133
1437 | 20.6143 | -21.7704 |  |  | 38.245 | -13.9016
1438 | 20.6362 | -21.7484 |  |  | 38.2937 | -13.8529
1439 | 20.6502 | -21.7344 |  |  | 38.2847 | -13.8617
1440 | 20.6567 | -21.7278 |  |  | 38.2861 | -13.8602
1441 | 20.6565 | -21.7278 |  |  | 38.3078 | -13.8384
1442 | 20.6492 | -21.7351 |  |  | 38.2998 | -13.8463
1443 | 20.649 | -21.7352 |  |  | 38.3004 | -13.8455
1444 | 20.635 | -21.7491 |  |  | 38.3164 | -13.8294
1445 | 20.6209 | -21.7631 |  |  | 38.2891 | -13.8566
1446 | 20.6061 | -21.7778 |  |  | 38.2789 | -13.8667
1447 | 20.5847 | -21.7991 |  |  | 38.2643 | -13.8811
1448 | 20.5559 | -21.8278 |  |  | 38.2454 | -13.9
1449 | 20.5278 | -21.8557 |  |  | 38.2055 | -13.9397
1450 | 20.4991 | -21.8844 |  |  | 38.1848 | -13.9603
1451 | 20.4634 | -21.92 |  |  | 38.1513 | -13.9937
1452 | 20.4217 | -21.9616 |  |  | 38.0861 | -14.0587
1453 | 20.3863 | -21.9969 |  |  | 38.0657 | -14.0791
1454 | 20.3443 | -22.0388 |  |  | 38.0028 | -14.1418
1455 | 20.295 | -22.088 |  |  | 37.967 | -14.1776
1456 | 20.26 | -22.1229 |  |  | 37.9178 | -14.2266
1457 | 20.1904 | -22.1924 |  |  | 37.8606 | -14.2837
1458 | 20.1417 | -22.241 |  |  | 37.8207 | -14.3235
1459 | 20.099 | -22.2836 |  |  | 37.7721 | -14.3719
1460 | 20.0503 | -22.3322 |  |  | 37.7248 | -14.4191
1461 | 19.9884 | -22.394 |  |  | 37.6704 | -14.4734
1462 | 19.9678 | -22.4145 |  |  | 37.6229 | -14.5208
1463 | 19.9126 | -22.4696 |  |  | 37.581 | -14.5626
1464 | 19.8574 | -22.5247 |  |  | 37.5111 | -14.6324
1465 | 19.8244 | -22.5575 |  |  | 37.4619 | -14.6815
1466 | 19.7954 | -22.5865 |  |  | 37.4449 | -14.6983
1467 | 19.7565 | -22.6253 |  |  | 37.3815 | -14.7616
1468 | 19.7195 | -22.6622 |  |  | 37.349 | -14.7939
1469 | 19.7061 | -22.6755 |  |  | 37.3062 | -14.8366
1470 | 19.6715 | -22.71 |  |  | 37.287 | -14.8557
1471 | 19.664 | -22.7174 |  |  | 37.2553 | -14.8873
1472 | 19.6359 | -22.7454 |  |  | 37.2241 | -14.9184
1473 | 19.6276 | -22.7536 |  |  | 37.2136 | -14.9288
1474 | 19.6354 | -22.7457 |  |  | 37.2149 | -14.9274
1475 | 19.6283 | -22.7527 |  |  | 37.1996 | -14.9425
1476 | 19.6269 | -22.754 |  |  | 37.1983 | -14.9438
1477 | 19.6341 | -22.7467 |  |  | 37.2001 | -14.9418
1478 | 19.6552 | -22.7255 |  |  | 37.2005 | -14.9413
1479 | 19.6815 | -22.6991 |  |  | 37.206 | -14.9357
1480 | 19.7021 | -22.6784 |  |  | 37.2307 | -14.9109
1481 | 19.724 | -22.6564 |  |  | 37.2525 | -14.889
1482 | 19.7504 | -22.6299 |  |  | 37.2693 | -14.8721
1483 | 19.798 | -22.5822 |  |  | 37.3111 | -14.8301
1484 | 19.8318 | -22.5484 |  |  | 37.3228 | -14.8183
1485 | 19.8797 | -22.5003 |  |  | 37.3712 | -14.7698
1486 | 19.937 | -22.443 |  |  | 37.3956 | -14.7452
1487 | 19.9903 | -22.3895 |  |  | 37.4333 | -14.7075
1488 | 20.034 | -22.3457 |  |  | 37.5123 | -14.6283
1489 | 20.0871 | -22.2925 |  |  | 37.5626 | -14.5779
1490 | 20.1289 | -22.2506 |  |  | 37.6064 | -14.534
1491 | 20.1987 | -22.1807 |  |  | 37.6821 | -14.4581
1492 | 20.2478 | -22.1315 |  |  | 37.721 | -14.4191
1493 | 20.3032 | -22.076 |  |  | 37.7761 | -14.3639
1494 | 20.3395 | -22.0396 |  |  | 37.8334 | -14.3065
1495 | 20.3887 | -21.9903 |  |  | 37.8773 | -14.2625
1496 | 20.4413 | -21.9377 |  |  | 37.9368 | -14.2028
1497 | 20.4804 | -21.8984 |  |  | 37.9726 | -14.1669
1498 | 20.523 | -21.8558 |  |  | 38.0182 | -14.1212
1499 | 20.5662 | -21.8124 |  |  | 38.0611 | -14.0782
1500 | 20.5941 | -21.7845 |  |  | 38.0735 | -14.0657
1501 | 20.6293 | -21.7492 |  |  | 38.1171 | -14.022
1502 | 20.6629 | -21.7155 |  |  | 38.1469 | -13.9921
1503 | 20.7011 | -21.6771 |  |  | 38.2028 | -13.936
1504 | 20.7223 | -21.6558 |  |  | 38.2357 | -13.903
1505 | 20.7289 | -21.6491 |  |  | 38.2357 | -13.9029
1506 | 20.7429 | -21.6351 |  |  | 38.254 | -13.8845
1507 | 20.7647 | -21.6131 |  |  | 38.2787 | -13.8596
1508 | 20.7573 | -21.6205 |  |  | 38.2728 | -13.8655
1509 | 20.7593 | -21.6184 |  |  | 38.2884 | -13.8497
1510 | 20.7637 | -21.6138 |  |  | 38.2836 | -13.8544
1511 | 20.7497 | -21.6278 |  |  | 38.2659 | -13.8721
1512 | 20.7432 | -21.6342 |  |  | 38.2591 | -13.8787
1513 | 20.7201 | -21.6572 |  |  | 38.2447 | -13.893
1514 | 20.7126 | -21.6646 |  |  | 38.2216 | -13.9159
1515 | 20.6699 | -21.7072 |  |  | 38.1948 | -13.9426
1516 | 20.6558 | -21.7211 |  |  | 38.1558 | -13.9816
1517 | 20.6271 | -21.7498 |  |  | 38.14 | -13.9972
1518 | 20.5909 | -21.7858 |  |  | 38.1048 | -14.0323
1519 | 20.5695 | -21.8072 |  |  | 38.0789 | -14.0581
1520 | 20.5202 | -21.8564 |  |  | 38.0288 | -14.108
1521 | 20.4955 | -21.881 |  |  | 38.0067 | -14.1301
1522 | 20.4639 | -21.9125 |  |  | 37.9688 | -14.1678
1523 | 20.4124 | -21.9639 |  |  | 37.9119 | -14.2246
1524 | 20.38 | -21.9962 |  |  | 37.8955 | -14.2408
1525 | 20.347 | -22.0291 |  |  | 37.8635 | -14.2728
1526 | 20.31 | -22.066 |  |  | 37.8214 | -14.3147
1527 | 20.282 | -22.0939 |  |  | 37.7954 | -14.3407
1528 | 20.2408 | -22.135 |  |  | 37.7566 | -14.3793
1529 | 20.2135 | -22.1623 |  |  | 37.7234 | -14.4124
1530 | 20.1877 | -22.1879 |  |  | 37.6858 | -14.4499
1531 | 20.1727 | -22.2028 |  |  | 37.6804 | -14.4552
1532 | 20.1452 | -22.2303 |  |  | 37.647 | -14.4885
1533 | 20.1314 | -22.244 |  |  | 37.6297 | -14.5056
1534 | 20.1115 | -22.2638 |  |  | 37.5978 | -14.5374
1535 | 20.1014 | -22.2737 |  |  | 37.5975 | -14.5376
1536 | 20.1046 | -22.2705 |  |  | 37.5476 | -14.5874
1537 | 20.1047 | -22.2702 |  |  | 37.5453 | -14.5896
1538 | 20.0978 | -22.277 |  |  | 37.5287 | -14.606
1539 | 20.111 | -22.2638 |  |  | 37.5449 | -14.5897
1540 | 20.1221 | -22.2525 |  |  | 37.5204 | -14.6141
1541 | 20.1387 | -22.2358 |  |  | 37.5495 | -14.5849
1542 | 20.1592 | -22.2153 |  |  | 37.5549 | -14.5794
1543 | 20.1723 | -22.202 |  |  | 37.5643 | -14.5698
1544 | 20.2001 | -22.1741 |  |  | 37.6078 | -14.5263
1545 | 20.2096 | -22.1646 |  |  | 37.637 | -14.4969
1546 | 20.2363 | -22.1378 |  |  | 37.6714 | -14.4624
1547 | 20.2704 | -22.1035 |  |  | 37.7095 | -14.4242
1548 | 20.3174 | -22.0565 |  |  | 37.7256 | -14.408
1549 | 20.3715 | -22.0023 |  |  | 37.8017 | -14.3318
1550 | 20.4538 | -21.9198 |  |  | 37.8789 | -14.2544
1551 | 20.4876 | -21.8859 |  |  | 37.9073 | -14.2259
1552 | 20.5155 | -21.858 |  |  | 37.9302 | -14.2029
1553 | 20.5434 | -21.83 |  |  | 37.969 | -14.1639
1554 | 20.5909 | -21.7824 |  |  | 37.996 | -14.1369
1555 | 20.6488 | -21.7244 |  |  | 38.052 | -14.0807
1556 | 20.6813 | -21.6918 |  |  | 38.0905 | -14.0421
1557 | 20.7172 | -21.6558 |  |  | 38.1286 | -14.0039
1558 | 20.7517 | -21.6212 |  |  | 38.1692 | -13.9632
1559 | 20.8155 | -21.5573 |  |  | 38.2389 | -13.8934
1560 | 20.8434 | -21.5293 |  |  | 38.265 | -13.8672
1561 | 20.8786 | -21.494 |  |  | 38.2887 | -13.8433
1562 | 20.8998 | -21.4727 |  |  | 38.3209 | -13.811
1563 | 20.9423 | -21.4301 |  |  | 38.3796 | -13.7522
1564 | 20.9636 | -21.4088 |  |  | 38.3883 | -13.7434
1565 | 20.9782 | -21.394 |  |  | 38.4124 | -13.7191
1566 | 20.9994 | -21.3727 |  |  | 38.4342 | -13.6973
1567 | 21.014 | -21.358 |  |  | 38.4583 | -13.673
1568 | 21.0213 | -21.3506 |  |  | 38.4669 | -13.6644
1569 | 21.0285 | -21.3433 |  |  | 38.47 | -13.6611
1570 | 21.0298 | -21.342 |  |  | 38.4839 | -13.6471
1571 | 21.0291 | -21.3425 |  |  | 38.4629 | -13.668
1572 | 21.0224 | -21.3492 |  |  | 38.4521 | -13.6787
1573 | 21.0152 | -21.3562 |  |  | 38.4333 | -13.6973
1574 | 20.9936 | -21.3777 |  |  | 38.4426 | -13.6879
1575 | 20.9861 | -21.3852 |  |  | 38.4341 | -13.6963
1576 | 20.9658 | -21.4054 |  |  | 38.4033 | -13.727
1577 | 20.9432 | -21.4279 |  |  | 38.3647 | -13.7654
1578 | 20.9225 | -21.4485 |  |  | 38.3579 | -13.7722
1579 | 20.9047 | -21.4662 |  |  | 38.3379 | -13.792
1580 | 20.865 | -21.5058 |  |  | 38.3031 | -13.8267
1581 | 20.8223 | -21.5484 |  |  | 38.2585 | -13.8712
1582 | 20.7936 | -21.577 |  |  | 38.237 | -13.8926
1583 | 20.7516 | -21.6189 |  |  | 38.1882 | -13.9413
1584 | 20.7294 | -21.641 |  |  | 38.1725 | -13.9568
1585 | 20.7087 | -21.6616 |  |  | 38.1183 | -14.0109
1586 | 20.6656 | -21.7047 |  |  | 38.0684 | -14.0607
1587 | 20.6313 | -21.7388 |  |  | 38.0291 | -14.0999
1588 | 20.5959 | -21.7741 |  |  | 37.9786 | -14.1503
1589 | 20.5623 | -21.8076 |  |  | 37.9372 | -14.1916
1590 | 20.5325 | -21.8374 |  |  | 37.9195 | -14.2091
1591 | 20.5118 | -21.8579 |  |  | 37.8823 | -14.2463
1592 | 20.4771 | -21.8925 |  |  | 37.8314 | -14.297
1593 | 20.4631 | -21.9065 |  |  | 37.8217 | -14.3066
1594 | 20.436 | -21.9334 |  |  | 37.765 | -14.3632
1595 | 20.4225 | -21.9469 |  |  | 37.7685 | -14.3595
1596 | 20.3952 | -21.9741 |  |  | 37.7431 | -14.3848
1597 | 20.3927 | -21.9765 |  |  | 37.7235 | -14.4043
1598 | 20.381 | -21.9881 |  |  | 37.7138 | -14.4139
1599 | 20.3747 | -21.9943 |  |  | 37.6853 | -14.4423
1600 | 20.3807 | -21.9881 |  |  | 37.7069 | -14.4206
1601 | 20.3814 | -21.9874 |  |  | 37.6811 | -14.4463
1602 | 20.3814 | -21.9873 |  |  | 37.6783 | -14.4489
1603 | 20.3878 | -21.9808 |  |  | 37.6909 | -14.4362
1604 | 20.4082 | -21.9603 |  |  | 37.6875 | -14.4396
1605 | 20.4134 | -21.955 |  |  | 37.7068 | -14.4201
1606 | 20.4346 | -21.9337 |  |  | 37.7117 | -14.4151
1607 | 20.4683 | -21.8999 |  |  | 37.7393 | -14.3874
1608 | 20.4935 | -21.8746 |  |  | 37.7619 | -14.3647
1609 | 20.5079 | -21.8601 |  |  | 37.7685 | -14.358
1610 | 20.5614 | -21.8065 |  |  | 37.8271 | -14.2992
1611 | 20.5812 | -21.7867 |  |  | 37.8637 | -14.2625
1612 | 20.6222 | -21.7455 |  |  | 37.8937 | -14.2324
1613 | 20.656 | -21.7117 |  |  | 37.923 | -14.203
1614 | 20.6824 | -21.6852 |  |  | 37.9689 | -14.157
1615 | 20.73 | -21.6374 |  |  | 38.0071 | -14.1186
1616 | 20.7638 | -21.6036 |  |  | 38.0367 | -14.0889
1617 | 20.8115 | -21.5558 |  |  | 38.0925 | -14.0331
1618 | 20.8475 | -21.5197 |  |  | 38.1358 | -13.9896
1619 | 20.8939 | -21.4732 |  |  | 38.1933 | -13.932
1620 | 20.9481 | -21.4189 |  |  | 38.2346 | -13.8906
1621 | 20.9824 | -21.3845 |  |  | 38.2662 | -13.8588
1622 | 21.0315 | -21.3352 |  |  | 38.3146 | -13.8103
1623 | 21.0594 | -21.3073 |  |  | 38.3565 | -13.7683
1624 | 21.102 | -21.2646 |  |  | 38.407 | -13.7177
1625 | 21.1305 | -21.2359 |  |  | 38.431 | -13.6936
1626 | 21.1599 | -21.2065 |  |  | 38.4779 | -13.6466
1627 | 21.195 | -21.1713 |  |  | 38.5146 | -13.6098
1628 | 21.2243 | -21.1419 |  |  | 38.5435 | -13.5807
1629 | 21.2338 | -21.1323 |  |  | 38.5679 | -13.5562
1630 | 21.2693 | -21.0967 |  |  | 38.6018 | -13.5222
1631 | 21.2924 | -21.0735 |  |  | 38.6349 | -13.489
1632 | 21.3078 | -21.058 |  |  | 38.6354 | -13.4884
1633 | 21.3173 | -21.0485 |  |  | 38.6413 | -13.4823
1634 | 21.3319 | -21.0337 |  |  | 38.6749 | -13.4487
1635 | 21.3333 | -21.0323 |  |  | 38.6499 | -13.4736
1636 | 21.342 | -21.0235 |  |  | 38.6517 | -13.4716
1637 | 21.3492 | -21.0162 |  |  | 38.6751 | -13.4482
1638 | 21.3506 | -21.0146 |  |  | 38.6951 | -13.428
1639 | 21.3454 | -21.0198 |  |  | 38.6642 | -13.4588
1640 | 21.3386 | -21.0265 |  |  | 38.6831 | -13.4398
1641 | 21.3105 | -21.0545 |  |  | 38.6463 | -13.4765
1642 | 21.2966 | -21.0683 |  |  | 38.6571 | -13.4655
1643 | 21.2898 | -21.0749 |  |  | 38.624 | -13.4985
1644 | 21.2677 | -21.0969 |  |  | 38.5981 | -13.5243
1645 | 21.2537 | -21.1109 |  |  | 38.5834 | -13.5389
1646 | 21.2176 | -21.1469 |  |  | 38.545 | -13.5771
1647 | 21.1978 | -21.1666 |  |  | 38.5449 | -13.5771
1648 | 21.1813 | -21.183 |  |  | 38.5036 | -13.6184
1649 | 21.1452 | -21.219 |  |  | 38.4667 | -13.6551
1650 | 21.1165 | -21.2477 |  |  | 38.4271 | -13.6946
1651 | 21.0877 | -21.2763 |  |  | 38.3812 | -13.7403
1652 | 21.0516 | -21.3123 |  |  | 38.3391 | -13.7823
1653 | 21.022 | -21.3418 |  |  | 38.3015 | -13.8198
1654 | 20.9997 | -21.364 |  |  | 38.286 | -13.8353
1655 | 20.963 | -21.4006 |  |  | 38.2363 | -13.8848
1656 | 20.9156 | -21.448 |  |  | 38.177 | -13.944
1657 | 20.8915 | -21.4719 |  |  | 38.1608 | -13.9601
1658 | 20.8488 | -21.5145 |  |  | 38.1223 | -13.9985
1659 | 20.8266 | -21.5366 |  |  | 38.0751 | -14.0455
1660 | 20.7841 | -21.5791 |  |  | 38.0554 | -14.0652
1661 | 20.769 | -21.594 |  |  | 38.013 | -14.1075
1662 | 20.7332 | -21.6298 |  |  | 37.9593 | -14.161
1663 | 20.7146 | -21.6483 |  |  | 37.9453 | -14.1749
1664 | 20.685 | -21.6778 |  |  | 37.9015 | -14.2185
1665 | 20.6646 | -21.6981 |  |  | 37.8726 | -14.2474
1666 | 20.6495 | -21.7131 |  |  | 37.8556 | -14.2642
1667 | 20.6421 | -21.7205 |  |  | 37.8481 | -14.2717
1668 | 20.6402 | -21.7222 |  |  | 37.8253 | -14.2943
1669 | 20.6271 | -21.7352 |  |  | 37.8071 | -14.3124
1670 | 20.6205 | -21.7418 |  |  | 37.8033 | -14.3161
1671 | 20.613 | -21.7492 |  |  | 37.7906 | -14.3286
1672 | 20.6194 | -21.7426 |  |  | 37.7851 | -14.3341
1673 | 20.6113 | -21.7506 |  |  | 37.7881 | -14.3309
1674 | 20.6238 | -21.7381 |  |  | 37.7903 | -14.3286
1675 | 20.6297 | -21.732 |  |  | 37.802 | -14.3168
1676 | 20.6493 | -21.7124 |  |  | 37.8071 | -14.3116
1677 | 20.6589 | -21.7027 |  |  | 37.808 | -14.3106
1678 | 20.6748 | -21.6866 |  |  | 37.8292 | -14.2893
1679 | 20.7063 | -21.6551 |  |  | 37.8478 | -14.2705
1680 | 20.7254 | -21.6358 |  |  | 37.8603 | -14.258
1681 | 20.751 | -21.6102 |  |  | 37.9098 | -14.2083
1682 | 20.7883 | -21.5728 |  |  | 37.9386 | -14.1794
1683 | 20.8236 | -21.5374 |  |  | 37.9738 | -14.1441
1684 | 20.8558 | -21.5051 |  |  | 38.0094 | -14.1084
1685 | 20.8948 | -21.466 |  |  | 38.0542 | -14.0635
1686 | 20.9417 | -21.419 |  |  | 38.0992 | -14.0183
1687 | 20.9747 | -21.3859 |  |  | 38.1373 | -13.9802
1688 | 21.0199 | -21.3407 |  |  | 38.1884 | -13.9289
1689 | 21.0613 | -21.2992 |  |  | 38.2223 | -13.8949
1690 | 21.0818 | -21.2786 |  |  | 38.2685 | -13.8486
1691 | 21.136 | -21.2242 |  |  | 38.3243 | -13.7927
1692 | 21.1771 | -21.183 |  |  | 38.3638 | -13.753
1693 | 21.2254 | -21.1347 |  |  | 38.4142 | -13.7026
1694 | 21.2615 | -21.0985 |  |  | 38.4469 | -13.6698
1695 | 21.2901 | -21.0698 |  |  | 38.4937 | -13.6228
1696 | 21.3393 | -21.0205 |  |  | 38.5368 | -13.5796
1697 | 21.3825 | -20.9772 |  |  | 38.5883 | -13.528
1698 | 21.4192 | -20.9404 |  |  | 38.6411 | -13.4751
1699 | 21.452 | -20.9075 |  |  | 38.6699 | -13.4462
1700 | 21.4668 | -20.8926 |  |  | 38.6873 | -13.4287
1701 | 21.502 | -20.8573 |  |  | 38.7525 | -13.3633
1702 | 21.5392 | -20.82 |  |  | 38.7781 | -13.3376
1703 | 21.5643 | -20.7948 |  |  | 38.8192 | -13.2964
1704 | 21.5885 | -20.7706 |  |  | 38.8389 | -13.2765
1705 | 21.6072 | -20.7518 |  |  | 38.8756 | -13.2397
1706 | 21.6375 | -20.7213 |  |  | 38.8976 | -13.2177
1707 | 21.6551 | -20.7036 |  |  | 38.9004 | -13.2148
1708 | 21.6719 | -20.6868 |  |  | 38.9391 | -13.1759
1709 | 21.6879 | -20.6706 |  |  | 38.956 | -13.1589
1710 | 21.7106 | -20.6478 |  |  | 38.9749 | -13.1399
1711 | 21.7055 | -20.6529 |  |  | 38.972 | -13.1427
1712 | 21.7215 | -20.6367 |  |  | 38.9843 | -13.1302
1713 | 21.7303 | -20.6279 |  |  | 38.9789 | -13.1355
1714 | 21.7322 | -20.6259 |  |  | 38.9793 | -13.135
1715 | 21.7315 | -20.6265 |  |  | 38.9855 | -13.1287
1716 | 21.7256 | -20.6323 |  |  | 39.0015 | -13.1126
1717 | 21.7313 | -20.6265 |  |  | 38.9984 | -13.1156
1718 | 21.7107 | -20.647 |  |  | 38.9832 | -13.1306
1719 | 21.7025 | -20.6551 |  |  | 38.975 | -13.1387
1720 | 21.6947 | -20.6628 |  |  | 38.9456 | -13.168
1721 | 21.6773 | -20.6801 |  |  | 38.9509 | -13.1626
1722 | 21.6757 | -20.6816 |  |  | 38.9243 | -13.1891
1723 | 21.6528 | -20.7044 |  |  | 38.9088 | -13.2045
1724 | 21.6351 | -20.7221 |  |  | 38.8506 | -13.2626
1725 | 21.5995 | -20.7576 |  |  | 38.8353 | -13.2778
1726 | 21.5742 | -20.7828 |  |  | 38.8126 | -13.3004
1727 | 21.5628 | -20.7941 |  |  | 38.7841 | -13.3287
1728 | 21.5311 | -20.8257 |  |  | 38.739 | -13.3737
1729 | 21.5046 | -20.8521 |  |  | 38.7053 | -13.4073
1730 | 21.4735 | -20.8831 |  |  | 38.6609 | -13.4516
1731 | 21.4507 | -20.9058 |  |  | 38.6259 | -13.4864
1732 | 21.4123 | -20.9441 |  |  | 38.597 | -13.5153
1733 | 21.388 | -20.9683 |  |  | 38.5805 | -13.5317
1734 | 21.3702 | -20.986 |  |  | 38.5385 | -13.5735
1735 | 21.3187 | -21.0374 |  |  | 38.4818 | -13.6302
1736 | 21.2952 | -21.0608 |  |  | 38.4412 | -13.6706
1737 | 21.2656 | -21.0904 |  |  | 38.412 | -13.6997
1738 | 21.2353 | -21.1205 |  |  | 38.3763 | -13.7353
1739 | 21.2044 | -21.1514 |  |  | 38.3232 | -13.7882
1740 | 21.1756 | -21.1801 |  |  | 38.3025 | -13.8089
1741 | 21.1601 | -21.1954 |  |  | 38.2752 | -13.836
1742 | 21.1504 | -21.2051 |  |  | 38.2487 | -13.8624
1743 | 21.116 | -21.2393 |  |  | 38.211 | -13.9
1744 | 21.1002 | -21.2551 |  |  | 38.2065 | -13.9044
1745 | 21.0846 | -21.2705 |  |  | 38.1704 | -13.9404
1746 | 21.064 | -21.2911 |  |  | 38.1462 | -13.9645
1747 | 21.0557 | -21.2992 |  |  | 38.1437 | -13.9669
1748 | 21.0469 | -21.308 |  |  | 38.1464 | -13.964
1749 | 21.0338 | -21.321 |  |  | 38.1246 | -13.9857
1750 | 21.032 | -21.3227 |  |  | 38.1225 | -13.9877
1751 | 21.0246 | -21.3301 |  |  | 38.1153 | -13.9948
1752 | 21.0304 | -21.3241 |  |  | 38.1212 | -13.9888
1753 | 21.0361 | -21.3183 |  |  | 38.1327 | -13.9772
1754 | 21.0427 | -21.3116 |  |  | 38.1314 | -13.9784
1755 | 21.0476 | -21.3067 |  |  | 38.1455 | -13.9641
1756 | 21.055 | -21.2991 |  |  | 38.1624 | -13.9471
1757 | 21.079 | -21.275 |  |  | 38.1763 | -13.9331
1758 | 21.0938 | -21.2602 |  |  | 38.1917 | -13.9176
1759 | 21.1089 | -21.2449 |  |  | 38.2315 | -13.8777
1760 | 21.1472 | -21.2066 |  |  | 38.262 | -13.8471
1761 | 21.1603 | -21.1934 |  |  | 38.3023 | -13.8067
1762 | 21.18 | -21.1735 |  |  | 38.296 | -13.8128
1763 | 21.2153 | -21.1382 |  |  | 38.3529 | -13.7559
1764 | 21.2358 | -21.1176 |  |  | 38.3954 | -13.7132
1765 | 21.2644 | -21.0889 |  |  | 38.4305 | -13.678
1766 | 21.293 | -21.0602 |  |  | 38.4555 | -13.6529
1767 | 21.315 | -21.0381 |  |  | 38.4885 | -13.6198
1768 | 21.3501 | -21.0029 |  |  | 38.5394 | -13.5687
1769 | 21.3926 | -20.9603 |  |  | 38.5772 | -13.5309
1770 | 21.4213 | -20.9315 |  |  | 38.6041 | -13.5038
1771 | 21.4506 | -20.9022 |  |  | 38.6489 | -13.4589
1772 | 21.4799 | -20.8728 |  |  | 38.6916 | -13.4161
1773 | 21.5239 | -20.8286 |  |  | 38.7406 | -13.3669
1774 | 21.5532 | -20.7992 |  |  | 38.7677 | -13.3398
1775 | 21.5848 | -20.7676 |  |  | 38.8001 | -13.3073
1776 | 21.6133 | -20.7389 |  |  | 38.8344 | -13.2728
1777 | 21.6531 | -20.6991 |  |  | 38.8837 | -13.2235
1778 | 21.68 | -20.672 |  |  | 38.9073 | -13.1998
1779 | 21.7167 | -20.6353 |  |  | 38.9473 | -13.1596
1780 | 21.7386 | -20.6133 |  |  | 38.9809 | -13.1259
1781 | 21.7743 | -20.5775 |  |  | 39.0196 | -13.0871
1782 | 21.81 | -20.5417 |  |  | 39.0523 | -13.0543
1783 | 21.82 | -20.5316 |  |  | 39.0542 | -13.0522
1784 | 21.8485 | -20.503 |  |  | 39.0908 | -13.0155
1785 | 21.8632 | -20.4882 |  |  | 39.0947 | -13.0115
1786 | 21.8836 | -20.4677 |  |  | 39.1364 | -12.9698
1787 | 21.9057 | -20.4456 |  |  | 39.1314 | -12.9746
1788 | 21.9195 | -20.4316 |  |  | 39.1595 | -12.9464
1789 | 21.9261 | -20.425 |  |  | 39.151 | -12.9547
1790 | 21.9465 | -20.4045 |  |  | 39.1595 | -12.9462
1791 | 21.9435 | -20.4074 |  |  | 39.1797 | -12.9259
1792 | 21.9486 | -20.4022 |  |  | 39.1832 | -12.9222
1793 | 21.9609 | -20.3898 |  |  | 39.1692 | -12.9361
1794 | 21.953 | -20.3976 |  |  | 39.1772 | -12.928
1795 | 21.949 | -20.4015 |  |  | 39.1723 | -12.9327
1796 | 21.9515 | -20.3989 |  |  | 39.1544 | -12.9506
1797 | 21.9462 | -20.4041 |  |  | 39.1372 | -12.9677
1798 | 21.9245 | -20.4257 |  |  | 39.1216 | -12.9832
1799 | 21.9207 | -20.4295 |  |  | 39.0797 | -13.0249
1800 | 21.903 | -20.4471 |  |  | 39.0684 | -13.0361
1801 | 21.8779 | -20.4721 |  |  | 39.0418 | -13.0626
1802 | 21.8599 | -20.4899 |  |  | 39.0347 | -13.0696
1803 | 21.8365 | -20.5132 |  |  | 38.9887 | -13.1155
1804 | 21.8115 | -20.5381 |  |  | 38.9474 | -13.1567
1805 | 21.7815 | -20.568 |  |  | 38.919 | -13.185
1806 | 21.7635 | -20.586 |  |  | 38.8854 | -13.2184
1807 | 21.7339 | -20.6154 |  |  | 38.8581 | -13.2456
1808 | 21.7153 | -20.6339 |  |  | 38.8402 | -13.2634
1809 | 21.6665 | -20.6827 |  |  | 38.7903 | -13.3132
1810 | 21.6366 | -20.7125 |  |  | 38.7533 | -13.35
1811 | 21.6093 | -20.7397 |  |  | 38.7282 | -13.375
1812 | 21.5831 | -20.7658 |  |  | 38.709 | -13.3942
1813 | 21.5649 | -20.7839 |  |  | 38.6832 | -13.4199
1814 | 21.5333 | -20.8154 |  |  | 38.6411 | -13.4618
1815 | 21.506 | -20.8426 |  |  | 38.5992 | -13.5036
1816 | 21.4788 | -20.8698 |  |  | 38.5858 | -13.5169
1817 | 21.4588 | -20.8897 |  |  | 38.5621 | -13.5405
1818 | 21.4249 | -20.9235 |  |  | 38.5311 | -13.5713
1819 | 21.4116 | -20.9367 |  |  | 38.5149 | -13.5875
1820 | 21.3799 | -20.9683 |  |  | 38.4876 | -13.6147
1821 | 21.3864 | -20.9617 |  |  | 38.4955 | -13.6066
1822 | 21.3606 | -20.9874 |  |  | 38.4801 | -13.6219
1823 | 21.3612 | -20.9867 |  |  | 38.4869 | -13.615
1824 | 21.3479 | -20.9999 |  |  | 38.4687 | -13.6331
1825 | 21.3484 | -20.9993 |  |  | 38.4862 | -13.6155
1826 | 21.3432 | -21.0044 |  |  | 38.4744 | -13.6272
1827 | 21.3381 | -21.0094 |  |  | 38.4942 | -13.6073
1828 | 21.3344 | -21.013 |  |  | 38.505 | -13.5963
1829 | 21.3523 | -20.9951 |  |  | 38.5139 | -13.5873
1830 | 21.3546 | -20.9926 |  |  | 38.5106 | -13.5905
1831 | 21.3552 | -20.9919 |  |  | 38.5054 | -13.5956
1832 | 21.3749 | -20.9722 |  |  | 38.545 | -13.5559
1833 | 21.3771 | -20.9698 |  |  | 38.5595 | -13.5412
1834 | 21.3976 | -20.9492 |  |  | 38.5749 | -13.5258
1835 | 21.4177 | -20.929 |  |  | 38.607 | -13.4936
1836 | 21.4408 | -20.9058 |  |  | 38.622 | -13.4784
1837 | 21.4628 | -20.8838 |  |  | 38.6723 | -13.428
1838 | 21.4988 | -20.8476 |  |  | 38.7044 | -13.3958
1839 | 21.5178 | -20.8286 |  |  | 38.7221 | -13.378
1840 | 21.5456 | -20.8007 |  |  | 38.7475 | -13.3525
1841 | 21.574 | -20.7722 |  |  | 38.7954 | -13.3045
1842 | 21.602 | -20.7441 |  |  | 38.8147 | -13.2851
1843 | 21.6237 | -20.7223 |  |  | 38.8577 | -13.242
1844 | 21.6473 | -20.6986 |  |  | 38.8635 | -13.236
1845 | 21.6716 | -20.6742 |  |  | 38.8964 | -13.203
1846 | 21.6929 | -20.6529 |  |  | 38.9125 | -13.1868
1847 | 21.7262 | -20.6194 |  |  | 38.9352 | -13.164
1848 | 21.7602 | -20.5853 |  |  | 38.9725 | -13.1265
1849 | 21.7742 | -20.5713 |  |  | 38.9894 | -13.1096
1850 | 21.7939 | -20.5514 |  |  | 39.012 | -13.0869
1851 | 21.8206 | -20.5247 |  |  | 39.0259 | -13.0729
1852 | 21.8419 | -20.5033 |  |  | 39.0477 | -13.0509
1853 | 21.8539 | -20.4912 |  |  | 39.069 | -13.0295
1854 | 21.881 | -20.464 |  |  | 39.0667 | -13.0317
1855 | 21.9007 | -20.4442 |  |  | 39.1041 | -12.9942
1856 | 21.9131 | -20.4317 |  |  | 39.1187 | -12.9795
1857 | 21.919 | -20.4257 |  |  | 39.1156 | -12.9824
1858 | 21.9461 | -20.3986 |  |  | 39.1389 | -12.959
1859 | 21.9584 | -20.3861 |  |  | 39.133 | -12.9648
1860 | 21.9578 | -20.3867 |  |  | 39.1395 | -12.9582
1861 | 21.9635 | -20.3809 |  |  | 39.137 | -12.9606
1862 | 21.9619 | -20.3824 |  |  | 39.1262 | -12.9713
1863 | 21.9618 | -20.3824 |  |  | 39.1341 | -12.9633
1864 | 21.9544 | -20.3897 |  |  | 39.1339 | -12.9633
1865 | 21.9601 | -20.3839 |  |  | 39.1222 | -12.9749
1866 | 21.9521 | -20.3918 |  |  | 39.1204 | -12.9766
1867 | 21.9387 | -20.4051 |  |  | 39.0964 | -13.0006
1868 | 21.9246 | -20.4191 |  |  | 39.0891 | -13.0077
1869 | 21.9185 | -20.425 |  |  | 39.0693 | -13.0274
1870 | 21.8854 | -20.4581 |  |  | 39.0465 | -13.0501
1871 | 21.878 | -20.4654 |  |  | 39.0112 | -13.0853
1872 | 21.8521 | -20.4912 |  |  | 39.011 | -13.0853
1873 | 21.8347 | -20.5085 |  |  | 38.9658 | -13.1304
1874 | 21.7998 | -20.5433 |  |  | 38.9535 | -13.1427
1875 | 21.7879 | -20.5551 |  |  | 38.9165 | -13.1795
1876 | 21.7619 | -20.581 |  |  | 38.8878 | -13.2081
1877 | 21.7481 | -20.5948 |  |  | 38.8671 | -13.2287
1878 | 21.7178 | -20.625 |  |  | 38.8516 | -13.2441
1879 | 21.7101 | -20.6326 |  |  | 38.8371 | -13.2585
1880 | 21.686 | -20.6566 |  |  | 38.7984 | -13.2971
1881 | 21.6619 | -20.6805 |  |  | 38.7836 | -13.3118
1882 | 21.649 | -20.6934 |  |  | 38.7812 | -13.314
1883 | 21.6379 | -20.7043 |  |  | 38.7628 | -13.3324
1884 | 21.6062 | -20.736 |  |  | 38.7552 | -13.3398
1885 | 21.6076 | -20.7345 |  |  | 38.7521 | -13.3428
1886 | 21.5964 | -20.7456 |  |  | 38.7403 | -13.3544
1887 | 21.5853 | -20.7566 |  |  | 38.7307 | -13.364
1888 | 21.5801 | -20.7617 |  |  | 38.7276 | -13.3669
1889 | 21.5815 | -20.7602 |  |  | 38.7386 | -13.3559
1890 | 21.577 | -20.7646 |  |  | 38.7362 | -13.3581
1891 | 21.5791 | -20.7625 |  |  | 38.7351 | -13.3591
1892 | 21.5841 | -20.7574 |  |  | 38.7498 | -13.3443
1893 | 21.595 | -20.7463 |  |  | 38.763 | -13.331
1894 | 21.6038 | -20.7375 |  |  | 38.7754 | -13.3184
1895 | 21.6059 | -20.7353 |  |  | 38.7807 | -13.3131
1896 | 21.6271 | -20.714 |  |  | 38.8134 | -13.2803
1897 | 21.6359 | -20.7051 |  |  | 38.8244 | -13.2692
1898 | 21.6577 | -20.6832 |  |  | 38.8499 | -13.2436
1899 | 21.6717 | -20.6691 |  |  | 38.8668 | -13.2265
1900 | 21.6807 | -20.66 |  |  | 38.8667 | -13.2265
1901 | 21.7222 | -20.6184 |  |  | 38.9277 | -13.1654
1902 | 21.7295 | -20.611 |  |  | 38.937 | -13.1559
1903 | 21.7654 | -20.575 |  |  | 38.9587 | -13.1341
1904 | 21.7772 | -20.5632 |  |  | 38.9914 | -13.1013
1905 | 21.8072 | -20.5331 |  |  | 39.018 | -13.0747
1906 | 21.8145 | -20.5257 |  |  | 39.0182 | -13.0743
1907 | 21.8547 | -20.4853 |  |  | 39.0497 | -13.0427
1908 | 21.8613 | -20.4786 |  |  | 39.0651 | -13.0272
1909 | 21.8943 | -20.4456 |  |  | 39.1002 | -12.992
1910 | 21.9131 | -20.4267 |  |  | 39.113 | -12.979
1911 | 21.9392 | -20.4005 |  |  | 39.1367 | -12.9553
1912 | 21.9623 | -20.3773 |  |  | 39.1643 | -12.9276
1913 | 21.9777 | -20.3618 |  |  | 39.2019 | -12.8898
1914 | 21.9945 | -20.3449 |  |  | 39.1908 | -12.9008
1915 | 22.0128 | -20.3265 |  |  | 39.2191 | -12.8724
1916 | 22.0267 | -20.3125 |  |  | 39.2237 | -12.8677
1917 | 22.0523 | -20.2868 |  |  | 39.2457 | -12.8456
1918 | 22.0639 | -20.2751 |  |  | 39.2668 | -12.8244
1919 | 22.0691 | -20.2699 |  |  | 39.2732 | -12.8179
1920 | 22.0748 | -20.264 |  |  | 39.2674 | -12.8235
1921 | 22.0914 | -20.2474 |  |  | 39.274 | -12.8168
1922 | 22.1018 | -20.2368 |  |  | 39.2759 | -12.8148
1923 | 22.0939 | -20.2446 |  |  | 39.2757 | -12.815
1924 | 22.0871 | -20.2514 |  |  | 39.2668 | -12.8237
1925 | 22.081 | -20.2573 |  |  | 39.2565 | -12.8339
1926 | 22.0868 | -20.2514 |  |  | 39.2446 | -12.8456
1927 | 22.0669 | -20.2713 |  |  | 39.2218 | -12.8684
1928 | 22.0741 | -20.264 |  |  | 39.223 | -12.867
1929 | 22.0549 | -20.2831 |  |  | 39.199 | -12.8909
1930 | 22.0258 | -20.3121 |  |  | 39.1806 | -12.9093
1931 | 22.0223 | -20.3155 |  |  | 39.1727 | -12.917
1932 | 21.995 | -20.3427 |  |  | 39.1484 | -12.9412
1933 | 21.9717 | -20.3659 |  |  | 39.1011 | -12.9884
1934 | 21.9501 | -20.3875 |  |  | 39.1008 | -12.9886
1935 | 21.9403 | -20.3971 |  |  | 39.0561 | -13.0331
1936 | 21.908 | -20.4294 |  |  | 39.0391 | -13.0501
1937 | 21.8845 | -20.4527 |  |  | 39.0002 | -13.0888
1938 | 21.8672 | -20.47 |  |  | 38.9866 | -13.1023
1939 | 21.8553 | -20.4818 |  |  | 38.9593 | -13.1295
1940 | 21.8165 | -20.5205 |  |  | 38.9199 | -13.1688
1941 | 21.792 | -20.5448 |  |  | 38.9102 | -13.1784
1942 | 21.7849 | -20.5518 |  |  | 38.8989 | -13.1895
1943 | 21.7566 | -20.5801 |  |  | 38.8734 | -13.2149
1944 | 21.7594 | -20.5772 |  |  | 38.8757 | -13.2126
1945 | 21.7285 | -20.608 |  |  | 38.8543 | -13.2338
1946 | 21.7248 | -20.6116 |  |  | 38.8403 | -13.2477
1947 | 21.7069 | -20.6294 |  |  | 38.8291 | -13.2588
1948 | 21.7112 | -20.625 |  |  | 38.8429 | -13.2449
1949 | 21.7082 | -20.6279 |  |  | 38.8427 | -13.2449
1950 | 21.711 | -20.625 |  |  | 38.8375 | -13.2501
1951 | 21.7065 | -20.6294 |  |  | 38.8445 | -13.243
1952 | 21.7094 | -20.6264 |  |  | 38.8561 | -13.2312
1953 | 21.7284 | -20.6073 |  |  | 38.8631 | -13.2242
1954 | 21.7518 | -20.5838 |  |  | 38.8855 | -13.2016
1955 | 21.7481 | -20.5875 |  |  | 38.9053 | -13.1817
1956 | 21.7722 | -20.5633 |  |  | 38.9346 | -13.1523
1957 | 21.7898 | -20.5456 |  |  | 38.9589 | -13.1279
1958 | 21.8118 | -20.5235 |  |  | 38.9704 | -13.1163
1959 | 21.8227 | -20.5125 |  |  | 38.9983 | -13.0883
1960 | 21.8534 | -20.4817 |  |  | 39.035 | -13.0514
1961 | 21.8769 | -20.4581 |  |  | 39.0715 | -13.0148
1962 | 21.9003 | -20.4346 |  |  | 39.0942 | -12.992
1963 | 21.9303 | -20.4045 |  |  | 39.1426 | -12.9435
1964 | 21.9604 | -20.3743 |  |  | 39.1674 | -12.9185
1965 | 21.9971 | -20.3376 |  |  | 39.1869 | -12.899
1966 | 22.0254 | -20.3092 |  |  | 39.2322 | -12.8536
1967 | 22.048 | -20.2864 |  |  | 39.2583 | -12.8274
1968 | 22.0843 | -20.2501 |  |  | 39.2898 | -12.7957
1969 | 22.1114 | -20.2228 |  |  | 39.3227 | -12.7627
1970 | 22.1407 | -20.1934 |  |  | 39.3527 | -12.7326
1971 | 22.1729 | -20.1611 |  |  | 39.3821 | -12.7031
1972 | 22.1847 | -20.1493 |  |  | 39.4073 | -12.6778
1973 | 22.2323 | -20.1016 |  |  | 39.4304 | -12.6546
1974 | 22.2443 | -20.0895 |  |  | 39.4709 | -12.614
1975 | 22.2571 | -20.0766 |  |  | 39.4853 | -12.5994
1976 | 22.2828 | -20.0508 |  |  | 39.5249 | -12.5597
1977 | 22.3091 | -20.0244 |  |  | 39.5395 | -12.545
1978 | 22.3209 | -20.0125 |  |  | 39.5352 | -12.5492
1979 | 22.3427 | -19.9906 |  |  | 39.5694 | -12.5149
1980 | 22.3549 | -19.9783 |  |  | 39.5853 | -12.4989
1981 | 22.3661 | -19.967 |  |  | 39.5986 | -12.4855
1982 | 22.3697 | -19.9633 |  |  | 39.5905 | -12.4935
1983 | 22.3857 | -19.9472 |  |  | 39.5834 | -12.5004
1984 | 22.3893 | -19.9435 |  |  | 39.5931 | -12.4907
1985 | 22.3842 | -19.9486 |  |  | 39.5829 | -12.5008
1986 | 22.3884 | -19.9442 |  |  | 39.5584 | -12.5251
1987 | 22.386 | -19.9466 |  |  | 39.5661 | -12.5173
1988 | 22.3685 | -19.964 |  |  | 39.5693 | -12.514
1989 | 22.3661 | -19.9662 |  |  | 39.5324 | -12.5508
1990 | 22.3491 | -19.9831 |  |  | 39.511 | -12.5721
1991 | 22.3314 | -20.0008 |  |  | 39.5078 | -12.5752
1992 | 22.3239 | -20.0082 |  |  | 39.485 | -12.5979
1993 | 22.3026 | -20.0294 |  |  | 39.4654 | -12.6173
1994 | 22.2802 | -20.0517 |  |  | 39.4343 | -12.6484
1995 | 22.2399 | -20.0919 |  |  | 39.3856 | -12.6969
1996 | 22.2192 | -20.1125 |  |  | 39.3524 | -12.73
1997 | 22.1853 | -20.1463 |  |  | 39.3215 | -12.7608
1998 | 22.1654 | -20.1662 |  |  | 39.2974 | -12.7847
1999 | 22.1462 | -20.1853 |  |  | 39.3021 | -12.78
2000 | 22.1189 | -20.2125 |  |  | 39.2334 | -12.8486
2001 | 22.0923 | -20.239 |  |  | 39.2146 | -12.8673
2002 | 22.0809 | -20.2503 |  |  | 39.1887 | -12.893
2003 | 22.0421 | -20.289 |  |  | 39.1566 | -12.925
2004 | 22.0251 | -20.3059 |  |  | 39.1539 | -12.9276
2005 | 22.0066 | -20.3243 |  |  | 39.1416 | -12.9398
2006 | 21.9962 | -20.3346 |  |  | 39.1158 | -12.9655
2007 | 21.9719 | -20.3588 |  |  | 39.1145 | -12.9667
2008 | 21.9531 | -20.3775 |  |  | 39.0844 | -12.9967
2009 | 21.9364 | -20.3941 |  |  | 39.0882 | -12.9927
2010 | 21.9342 | -20.3962 |  |  | 39.0736 | -13.0073
2011 | 21.9377 | -20.3926 |  |  | 39.0909 | -12.9898
2012 | 21.9288 | -20.4014 |  |  | 39.0781 | -13.0025
2013 | 21.9324 | -20.3977 |  |  | 39.1157 | -12.9648
2014 | 21.9443 | -20.3857 |  |  | 39.0943 | -12.9861
2015 | 21.9512 | -20.3787 |  |  | 39.1149 | -12.9654
2016 | 21.9779 | -20.352 |  |  | 39.136 | -12.9442
2017 | 21.9994 | -20.3303 |  |  | 39.1719 | -12.9082
2018 | 22.0164 | -20.3133 |  |  | 39.2012 | -12.8788
2019 | 22.0288 | -20.3008 |  |  | 39.2187 | -12.8612
2020 | 22.0655 | -20.264 |  |  | 39.2562 | -12.8235
2021 | 22.1061 | -20.2233 |  |  | 39.3143 | -12.7653
2022 | 22.1197 | -20.2095 |  |  | 39.3438 | -12.7357
2023 | 22.1623 | -20.1669 |  |  | 39.38 | -12.6994
2024 | 22.2123 | -20.1168 |  |  | 39.4424 | -12.6369
2025 | 22.248 | -20.081 |  |  | 39.4698 | -12.6093
2026 | 22.2979 | -20.031 |  |  | 39.5287 | -12.5504
2027 | 22.3398 | -19.989 |  |  | 39.5736 | -12.5053
2028 | 22.3904 | -19.9383 |  |  | 39.6354 | -12.4434
2029 | 22.4462 | -19.8825 |  |  | 39.6851 | -12.3936
2030 | 22.4924 | -19.8361 |  |  | 39.7505 | -12.3281
2031 | 22.5335 | -19.7949 |  |  | 39.8264 | -12.252
2032 | 22.5823 | -19.746 |  |  | 39.8481 | -12.2303
2033 | 22.6413 | -19.6869 |  |  | 39.8898 | -12.1884
2034 | 22.6822 | -19.646 |  |  | 39.9588 | -12.1194
2035 | 22.727 | -19.6011 |  |  | 40.0026 | -12.0755
2036 | 22.7756 | -19.5524 |  |  | 40.0237 | -12.0543
2037 | 22.8086 | -19.5193 |  |  | 40.0783 | -11.9995
2038 | 22.8438 | -19.4839 |  |  | 40.1012 | -11.9765
2039 | 22.877 | -19.4507 |  |  | 40.1437 | -11.9339
2040 | 22.9191 | -19.4085 |  |  | 40.1838 | -11.8937
2041 | 22.9428 | -19.3847 |  |  | 40.1942 | -11.8832
2042 | 22.9545 | -19.3729 |  |  | 40.2245 | -11.8528
2043 | 22.9897 | -19.3376 |  |  | 40.2578 | -11.8194
2044 | 23.0107 | -19.3165 |  |  | 40.27 | -11.8071
2045 | 23.0064 | -19.3207 |  |  | 40.2678 | -11.8091
2046 | 23.0173 | -19.3097 |  |  | 40.2796 | -11.7972
2047 | 23.0283 | -19.2987 |  |  | 40.2613 | -11.8154
2048 | 23.0262 | -19.3007 |  |  | 40.2655 | -11.8111
2049 | 23.017 | -19.3097 |  |  | 40.2605 | -11.816
2050 | 23.0076 | -19.3191 |  |  | 40.2507 | -11.8257
2051 | 22.9963 | -19.3303 |  |  | 40.2327 | -11.8435
2052 | 22.9776 | -19.3489 |  |  | 40.1984 | -11.8778
2053 | 22.9612 | -19.3651 |  |  | 40.2044 | -11.8717
2054 | 22.9365 | -19.3898 |  |  | 40.1571 | -11.9188
2055 | 22.9029 | -19.4233 |  |  | 40.13 | -11.9458
2056 | 22.8762 | -19.4499 |  |  | 40.0793 | -11.9964
2057 | 22.8428 | -19.4832 |  |  | 40.0416 | -12.034
2058 | 22.8023 | -19.5236 |  |  | 40.0097 | -12.0657
2059 | 22.7641 | -19.5617 |  |  | 39.9646 | -12.1107
2060 | 22.7271 | -19.5986 |  |  | 39.9118 | -12.1634
2061 | 22.688 | -19.6376 |  |  | 39.8684 | -12.2067
2062 | 22.6409 | -19.6846 |  |  | 39.8404 | -12.2346
2063 | 22.5997 | -19.7258 |  |  | 39.759 | -12.3159
2064 | 22.5488 | -19.7765 |  |  | 39.7197 | -12.3551
2065 | 22.5053 | -19.8199 |  |  | 39.6664 | -12.4083
2066 | 22.4612 | -19.864 |  |  | 39.6168 | -12.4577
2067 | 22.4178 | -19.9072 |  |  | 39.5518 | -12.5226
2068 | 22.3713 | -19.9537 |  |  | 39.5286 | -12.5457
2069 | 22.3256 | -19.9993 |  |  | 39.4636 | -12.6107
2070 | 22.2806 | -20.0441 |  |  | 39.4248 | -12.6493
2071 | 22.2298 | -20.0948 |  |  | 39.3834 | -12.6906
2072 | 22.193 | -20.1316 |  |  | 39.3257 | -12.7482
2073 | 22.1671 | -20.1573 |  |  | 39.2941 | -12.7797
2074 | 22.1427 | -20.1817 |  |  | 39.2574 | -12.8162
2075 | 22.1107 | -20.2136 |  |  | 39.2375 | -12.8361
2076 | 22.0786 | -20.2455 |  |  | 39.2101 | -12.8634
2077 | 22.0652 | -20.2588 |  |  | 39.182 | -12.8914
2078 | 22.0446 | -20.2794 |  |  | 39.1571 | -12.9161
2079 | 22.0393 | -20.2846 |  |  | 39.1622 | -12.9109
2080 | 22.023 | -20.3008 |  |  | 39.1519 | -12.9211
2081 | 22.0216 | -20.3022 |  |  | 39.1443 | -12.9286
2082 | 22.0156 | -20.3081 |  |  | 39.1616 | -12.9111
2083 | 22.0249 | -20.2987 |  |  | 39.1696 | -12.903
2084 | 22.0351 | -20.2883 |  |  | 39.1915 | -12.881
2085 | 22.0542 | -20.2691 |  |  | 39.1922 | -12.8802
2086 | 22.0662 | -20.2571 |  |  | 39.2244 | -12.8479
2087 | 22.0938 | -20.2294 |  |  | 39.245 | -12.8272
2088 | 22.1158 | -20.2072 |  |  | 39.2715 | -12.8006
2089 | 22.1574 | -20.1656 |  |  | 39.3062 | -12.7658
2090 | 22.1831 | -20.1398 |  |  | 39.3453 | -12.7266
2091 | 22.2168 | -20.106 |  |  | 39.3951 | -12.6766
2092 | 22.2633 | -20.0594 |  |  | 39.4406 | -12.6311
2093 | 22.3064 | -20.0162 |  |  | 39.5016 | -12.57
2094 | 22.3569 | -19.9656 |  |  | 39.5447 | -12.5268
2095 | 22.4061 | -19.9163 |  |  | 39.5943 | -12.4771
2096 | 22.4516 | -19.8707 |  |  | 39.6637 | -12.4075
2097 | 22.5126 | -19.8096 |  |  | 39.7283 | -12.3428
2098 | 22.55 | -19.7721 |  |  | 39.7877 | -12.2832
2099 | 22.6072 | -19.7148 |  |  | 39.8368 | -12.2341
2100 | 22.6564 | -19.6656 |  |  | 39.8976 | -12.1731
2101 | 22.7024 | -19.6194 |  |  | 39.9359 | -12.1347
2102 | 22.7483 | -19.5734 |  |  | 39.9876 | -12.083
2103 | 22.8119 | -19.5097 |  |  | 40.0482 | -12.0222
2104 | 22.853 | -19.4685 |  |  | 40.1045 | -11.9658
2105 | 22.9012 | -19.4203 |  |  | 40.1392 | -11.931
2106 | 22.9349 | -19.3865 |  |  | 40.184 | -11.8861
2107 | 22.9718 | -19.3494 |  |  | 40.2269 | -11.843
2108 | 23.0129 | -19.3083 |  |  | 40.2534 | -11.8165
2109 | 23.0393 | -19.2817 |  |  | 40.2989 | -11.7708
2110 | 23.0664 | -19.2545 |  |  | 40.3253 | -11.7443
2111 | 23.0847 | -19.2362 |  |  | 40.3332 | -11.7363
2112 | 23.1169 | -19.2039 |  |  | 40.3692 | -11.7002
2113 | 23.1274 | -19.1933 |  |  | 40.3854 | -11.6839
2114 | 23.1322 | -19.1884 |  |  | 40.3756 | -11.6936
2115 | 23.1475 | -19.173 |  |  | 40.3864 | -11.6826
2116 | 23.1472 | -19.1732 |  |  | 40.3982 | -11.6708
2117 | 23.1383 | -19.1821 |  |  | 40.3759 | -11.6929
2118 | 23.145 | -19.1752 |  |  | 40.3824 | -11.6863
2119 | 23.1361 | -19.184 |  |  | 40.3713 | -11.6973
2120 | 23.1125 | -19.2075 |  |  | 40.3403 | -11.7282
2121 | 23.0881 | -19.2318 |  |  | 40.319 | -11.7495
2122 | 23.0793 | -19.2406 |  |  | 40.2923 | -11.776
2123 | 23.063 | -19.2567 |  |  | 40.2746 | -11.7935
2124 | 23.0262 | -19.2935 |  |  | 40.2343 | -11.8338
2125 | 23.0033 | -19.3163 |  |  | 40.2097 | -11.8583
2126 | 22.9836 | -19.3359 |  |  | 40.1835 | -11.8844
2127 | 22.934 | -19.3854 |  |  | 40.1653 | -11.9024
2128 | 22.9133 | -19.4059 |  |  | 40.116 | -11.9516
2129 | 22.8772 | -19.442 |  |  | 40.0805 | -11.987
2130 | 22.841 | -19.478 |  |  | 40.0357 | -12.0317
2131 | 22.799 | -19.52 |  |  | 39.9985 | -12.0688
2132 | 22.7586 | -19.5603 |  |  | 39.9685 | -12.0987
2133 | 22.7334 | -19.5854 |  |  | 39.9449 | -12.1222
2134 | 22.7089 | -19.6098 |  |  | 39.9064 | -12.1606
2135 | 22.6737 | -19.6449 |  |  | 39.8572 | -12.2097
2136 | 22.6375 | -19.681 |  |  | 39.8011 | -12.2656
2137 | 22.6132 | -19.7052 |  |  | 39.7995 | -12.2671
2138 | 22.5815 | -19.7368 |  |  | 39.7389 | -12.3277
2139 | 22.5605 | -19.7577 |  |  | 39.7119 | -12.3545
2140 | 22.5328 | -19.7854 |  |  | 39.6897 | -12.3766
2141 | 22.493 | -19.825 |  |  | 39.6683 | -12.3978
2142 | 22.4731 | -19.8449 |  |  | 39.6533 | -12.4127
2143 | 22.4552 | -19.8626 |  |  | 39.6439 | -12.422
2144 | 22.4361 | -19.8817 |  |  | 39.6404 | -12.4254
2145 | 22.4242 | -19.8934 |  |  | 39.6185 | -12.4472
2146 | 22.4182 | -19.8993 |  |  | 39.6225 | -12.4431
2147 | 22.4167 | -19.9007 |  |  | 39.6241 | -12.4414
2148 | 22.4129 | -19.9044 |  |  | 39.5918 | -12.4736
2149 | 22.4041 | -19.9132 |  |  | 39.591 | -12.4743
2150 | 22.4029 | -19.9143 |  |  | 39.5967 | -12.4685
2151 | 22.4171 | -19.9 |  |  | 39.6017 | -12.4634
2152 | 22.4382 | -19.8788 |  |  | 39.6067 | -12.4582
2153 | 22.4044 | -19.9125 |  |  | 39.6029 | -12.4619
2154 | 22.4214 | -19.8954 |  |  | 39.6189 | -12.4458
2155 | 22.4241 | -19.8926 |  |  | 39.6399 | -12.4247
2156 | 22.4664 | -19.8502 |  |  | 39.6671 | -12.3974
2157 | 22.4701 | -19.8464 |  |  | 39.6774 | -12.387
2158 | 22.4942 | -19.8222 |  |  | 39.7251 | -12.3392
2159 | 22.514 | -19.8023 |  |  | 39.745 | -12.3192
2160 | 22.5433 | -19.7729 |  |  | 39.78 | -12.284
2161 | 22.5668 | -19.7493 |  |  | 39.8028 | -12.2612
2162 | 22.5976 | -19.7185 |  |  | 39.8416 | -12.2222
2163 | 22.6357 | -19.6803 |  |  | 39.89 | -12.1738
2164 | 22.6555 | -19.6604 |  |  | 39.8965 | -12.1671
2165 | 22.6818 | -19.6339 |  |  | 39.9383 | -12.1252
2166 | 22.7104 | -19.6052 |  |  | 39.9777 | -12.0857
2167 | 22.7434 | -19.5722 |  |  | 39.9991 | -12.0642
2168 | 22.7822 | -19.5332 |  |  | 40.0388 | -12.0244
2169 | 22.8152 | -19.5002 |  |  | 40.092 | -11.971
2170 | 22.8445 | -19.4708 |  |  | 40.0992 | -11.9637
2171 | 22.8847 | -19.4305 |  |  | 40.1361 | -11.9267
2172 | 22.8985 | -19.4166 |  |  | 40.1739 | -11.8888
2173 | 22.934 | -19.381 |  |  | 40.2056 | -11.8569
2174 | 22.9479 | -19.3669 |  |  | 40.216 | -11.8465
2175 | 22.9684 | -19.3464 |  |  | 40.2416 | -11.8208
2176 | 22.9932 | -19.3215 |  |  | 40.254 | -11.8083
2177 | 23.007 | -19.3076 |  |  | 40.273 | -11.7892
2178 | 23.0166 | -19.2979 |  |  | 40.2847 | -11.7774
2179 | 23.0228 | -19.2916 |  |  | 40.2991 | -11.7628
2180 | 23.0436 | -19.2708 |  |  | 40.3079 | -11.7539
2181 | 23.0347 | -19.2795 |  |  | 40.2997 | -11.762
2182 | 23.0412 | -19.2729 |  |  | 40.3202 | -11.7414
2183 | 23.0367 | -19.2773 |  |  | 40.2955 | -11.766
2184 | 23.0417 | -19.2722 |  |  | 40.2829 | -11.7784
2185 | 23.0268 | -19.2871 |  |  | 40.2841 | -11.7772
2186 | 23.0165 | -19.2972 |  |  | 40.2689 | -11.7922
2187 | 22.9984 | -19.3152 |  |  | 40.2549 | -11.8061
2188 | 22.9811 | -19.3324 |  |  | 40.2364 | -11.8245
2189 | 22.9685 | -19.345 |  |  | 40.2105 | -11.8503
2190 | 22.9384 | -19.375 |  |  | 40.1822 | -11.8785
2191 | 22.9161 | -19.3972 |  |  | 40.1706 | -11.89
2192 | 22.8969 | -19.4162 |  |  | 40.1421 | -11.9184
2193 | 22.8667 | -19.4464 |  |  | 40.1021 | -11.9582
2194 | 22.8401 | -19.4729 |  |  | 40.0723 | -11.9879
2195 | 22.8108 | -19.5021 |  |  | 40.0486 | -12.0116
2196 | 22.7782 | -19.5346 |  |  | 40.0111 | -12.049
2197 | 22.7552 | -19.5574 |  |  | 39.9809 | -12.079
2198 | 22.7228 | -19.5898 |  |  | 39.9472 | -12.1126
2199 | 22.7035 | -19.609 |  |  | 39.9221 | -12.1376
2200 | 22.6807 | -19.6317 |  |  | 39.8951 | -12.1644
2201 | 22.6324 | -19.6799 |  |  | 39.8652 | -12.1942
2202 | 22.6277 | -19.6845 |  |  | 39.8562 | -12.2032
2203 | 22.5996 | -19.7125 |  |  | 39.8348 | -12.2244
2204 | 22.5833 | -19.7287 |  |  | 39.8103 | -12.2488
2205 | 22.5583 | -19.7536 |  |  | 39.7883 | -12.2707
2206 | 22.5506 | -19.7612 |  |  | 39.778 | -12.2809
2207 | 22.5293 | -19.7824 |  |  | 39.7471 | -12.3117
2208 | 22.5201 | -19.7915 |  |  | 39.757 | -12.3016
2209 | 22.5132 | -19.7983 |  |  | 39.7446 | -12.3139
2210 | 22.5048 | -19.8067 |  |  | 39.7502 | -12.3083
2211 | 22.5003 | -19.8111 |  |  | 39.734 | -12.3244
2212 | 22.4948 | -19.8164 |  |  | 39.7122 | -12.346
2213 | 22.5111 | -19.8001 |  |  | 39.7436 | -12.3145
2214 | 22.519 | -19.7921 |  |  | 39.7527 | -12.3054
2215 | 22.527 | -19.7839 |  |  | 39.759 | -12.2989
2216 | 22.527 | -19.7839 |  |  | 39.7745 | -12.2832
2217 | 22.5438 | -19.7669 |  |  | 39.7647 | -12.293
2218 | 22.5679 | -19.7427 |  |  | 39.8096 | -12.248
2219 | 22.5796 | -19.7309 |  |  | 39.8488 | -12.2086
2220 | 22.6162 | -19.6942 |  |  | 39.8628 | -12.1945
2221 | 22.6367 | -19.6737 |  |  | 39.9071 | -12.1501
2222 | 22.6623 | -19.648 |  |  | 39.9094 | -12.1478
2223 | 22.6879 | -19.6223 |  |  | 39.9453 | -12.1117
2224 | 22.7243 | -19.5857 |  |  | 39.9706 | -12.0863
2225 | 22.7445 | -19.5655 |  |  | 40.0135 | -12.0433
2226 | 22.7834 | -19.5265 |  |  | 40.0336 | -12.023
2227 | 22.8141 | -19.4957 |  |  | 40.0632 | -11.9934
2228 | 22.8442 | -19.4655 |  |  | 40.0918 | -11.9647
2229 | 22.8838 | -19.4258 |  |  | 40.1421 | -11.9142
2230 | 22.9233 | -19.3862 |  |  | 40.1883 | -11.8679
2231 | 22.9586 | -19.3509 |  |  | 40.217 | -11.8391
2232 | 22.9952 | -19.3142 |  |  | 40.2512 | -11.8048
2233 | 23.0194 | -19.2898 |  |  | 40.2661 | -11.7898
2234 | 23.048 | -19.2612 |  |  | 40.3005 | -11.7552
2235 | 23.0831 | -19.226 |  |  | 40.3201 | -11.7356
2236 | 23.1237 | -19.1852 |  |  | 40.3533 | -11.7023
2237 | 23.1374 | -19.1714 |  |  | 40.3619 | -11.6935
2238 | 23.1579 | -19.1509 |  |  | 40.389 | -11.6664
2239 | 23.1735 | -19.1351 |  |  | 40.4028 | -11.6524
2240 | 23.1966 | -19.1119 |  |  | 40.4338 | -11.6213
2241 | 23.2025 | -19.1059 |  |  | 40.4342 | -11.6208
2242 | 23.2185 | -19.0898 |  |  | 40.4405 | -11.6144
2243 | 23.2226 | -19.0856 |  |  | 40.4582 | -11.5965
2244 | 23.2223 | -19.0858 |  |  | 40.4498 | -11.6048
2245 | 23.2314 | -19.0766 |  |  | 40.4571 | -11.5975
2246 | 23.2226 | -19.0854 |  |  | 40.456 | -11.5985
2247 | 23.2254 | -19.0825 |  |  | 40.4479 | -11.6064
2248 | 23.2134 | -19.0944 |  |  | 40.4454 | -11.6088
2249 | 23.1889 | -19.1188 |  |  | 40.4142 | -11.6399
2250 | 23.1686 | -19.1389 |  |  | 40.4052 | -11.6488
2251 | 23.1727 | -19.1348 |  |  | 40.3853 | -11.6686
2252 | 23.1418 | -19.1655 |  |  | 40.364 | -11.6898
2253 | 23.1323 | -19.175 |  |  | 40.3432 | -11.7105
2254 | 23.1107 | -19.1965 |  |  | 40.3393 | -11.7142
2255 | 23.0989 | -19.2082 |  |  | 40.3201 | -11.7333
2256 | 23.0664 | -19.2406 |  |  | 40.3037 | -11.7496
2257 | 23.0333 | -19.2736 |  |  | 40.2376 | -11.8156
2258 | 23.0155 | -19.2913 |  |  | 40.2302 | -11.8229
2259 | 22.9862 | -19.3205 |  |  | 40.1918 | -11.8612
2260 | 22.9587 | -19.3479 |  |  | 40.1901 | -11.8628
2261 | 22.93 | -19.3765 |  |  | 40.1641 | -11.8887
2262 | 22.9008 | -19.4056 |  |  | 40.1164 | -11.9362
2263 | 22.8697 | -19.4366 |  |  | 40.0916 | -11.9609
2264 | 22.8495 | -19.4567 |  |  | 40.0735 | -11.9789
2265 | 22.8178 | -19.4883 |  |  | 40.0511 | -12.0012
2266 | 22.7981 | -19.5079 |  |  | 40.0131 | -12.0391
2267 | 22.7721 | -19.5339 |  |  | 40.0021 | -12.05
2268 | 22.7348 | -19.571 |  |  | 39.9894 | -12.0625
2269 | 22.726 | -19.5798 |  |  | 39.971 | -12.0809
2270 | 22.7013 | -19.6043 |  |  | 39.9282 | -12.1236
2271 | 22.6496 | -19.6559 |  |  | 39.9118 | -12.1398
2272 | 22.6343 | -19.6711 |  |  | 39.8852 | -12.1664
2273 | 22.6208 | -19.6845 |  |  | 39.8689 | -12.1825
2274 | 22.614 | -19.6912 |  |  | 39.8651 | -12.1862
2275 | 22.6144 | -19.6908 |  |  | 39.8515 | -12.1997
2276 | 22.605 | -19.7001 |  |  | 39.8736 | -12.1774
2277 | 22.607 | -19.6979 |  |  | 39.8647 | -12.1862
2278 | 22.6048 | -19.7001 |  |  | 39.8601 | -12.1908
2279 | 22.6076 | -19.6971 |  |  | 39.8792 | -12.1715
2280 | 22.6103 | -19.6943 |  |  | 39.8868 | -12.1638
2281 | 22.6243 | -19.6802 |  |  | 39.8834 | -12.1671
2282 | 22.6432 | -19.6613 |  |  | 39.909 | -12.1414
2283 | 22.6549 | -19.6494 |  |  | 39.9383 | -12.112
2284 | 22.677 | -19.6273 |  |  | 39.94 | -12.1101
2285 | 22.6911 | -19.6131 |  |  | 39.9479 | -12.1022
2286 | 22.7216 | -19.5825 |  |  | 40.016 | -12.034
2287 | 22.7524 | -19.5516 |  |  | 40.0301 | -12.0197
2288 | 22.7802 | -19.5237 |  |  | 40.0609 | -11.9888
2289 | 22.8088 | -19.495 |  |  | 40.0976 | -11.952
2290 | 22.8448 | -19.4589 |  |  | 40.1241 | -11.9254
2291 | 22.8778 | -19.4258 |  |  | 40.1468 | -11.9025
2292 | 22.918 | -19.3855 |  |  | 40.1897 | -11.8596
2293 | 22.9492 | -19.3542 |  |  | 40.2236 | -11.8256
2294 | 22.9811 | -19.3222 |  |  | 40.2625 | -11.7865
2295 | 23.0201 | -19.2831 |  |  | 40.2921 | -11.7569
2296 | 23.0567 | -19.2465 |  |  | 40.3251 | -11.7237
2297 | 23.0816 | -19.2214 |  |  | 40.3638 | -11.6849
2298 | 23.1109 | -19.192 |  |  | 40.3823 | -11.6663
2299 | 23.1538 | -19.1491 |  |  | 40.4164 | -11.6321
2300 | 23.196 | -19.1068 |  |  | 40.4463 | -11.6021
2301 | 23.2091 | -19.0935 |  |  | 40.4716 | -11.5767
2302 | 23.2391 | -19.0635 |  |  | 40.4862 | -11.562
2303 | 23.2758 | -19.0266 |  |  | 40.514 | -11.534
2304 | 23.2965 | -19.0058 |  |  | 40.5232 | -11.5248
2305 | 23.3227 | -18.9796 |  |  | 40.5658 | -11.4821
2306 | 23.3629 | -18.9392 |  |  | 40.6121 | -11.4356
2307 | 23.3791 | -18.9229 |  |  | 40.6216 | -11.426
2308 | 23.404 | -18.898 |  |  | 40.6288 | -11.4187
2309 | 23.4235 | -18.8783 |  |  | 40.6498 | -11.3976
2310 | 23.4325 | -18.8693 |  |  | 40.6594 | -11.3879
2311 | 23.4419 | -18.8597 |  |  | 40.6816 | -11.3656
2312 | 23.4589 | -18.8427 |  |  | 40.6842 | -11.3629
2313 | 23.455 | -18.8465 |  |  | 40.7044 | -11.3426
2314 | 23.4725 | -18.8289 |  |  | 40.7099 | -11.3369
2315 | 23.4819 | -18.8194 |  |  | 40.7277 | -11.319
2316 | 23.4807 | -18.8205 |  |  | 40.715 | -11.3316
2317 | 23.4775 | -18.8236 |  |  | 40.724 | -11.3225
2318 | 23.4773 | -18.8237 |  |  | 40.716 | -11.3304
2319 | 23.4786 | -18.8223 |  |  | 40.7253 | -11.3209
2320 | 23.4692 | -18.8315 |  |  | 40.711 | -11.3352
2321 | 23.48 | -18.8206 |  |  | 40.7215 | -11.3245
2322 | 23.4591 | -18.8415 |  |  | 40.6935 | -11.3524
2323 | 23.4393 | -18.8612 |  |  | 40.6744 | -11.3714
2324 | 23.4186 | -18.8817 |  |  | 40.6667 | -11.379
2325 | 23.3898 | -18.9105 |  |  | 40.6468 | -11.3988
2326 | 23.3692 | -18.931 |  |  | 40.6312 | -11.4142
2327 | 23.358 | -18.9421 |  |  | 40.6245 | -11.4209
2328 | 23.3369 | -18.9631 |  |  | 40.6435 | -11.4017
2329 | 23.324 | -18.9759 |  |  | 40.6294 | -11.4157
2330 | 23.308 | -18.9918 |  |  | 40.6104 | -11.4346
2331 | 23.2862 | -19.0134 |  |  | 40.5784 | -11.4665
2332 | 23.2669 | -19.0327 |  |  | 40.5677 | -11.4771
2333 | 23.2559 | -19.0435 |  |  | 40.5415 | -11.5032
2334 | 23.2347 | -19.0647 |  |  | 40.5428 | -11.5017
2335 | 23.2117 | -19.0876 |  |  | 40.5302 | -11.5142
2336 | 23.21 | -19.0892 |  |  | 40.5191 | -11.5253
2337 | 23.1786 | -19.1205 |  |  | 40.5005 | -11.5437
2338 | 23.1642 | -19.1348 |  |  | 40.4828 | -11.5613
2339 | 23.1392 | -19.1597 |  |  | 40.4644 | -11.5797
2340 | 23.1198 | -19.179 |  |  | 40.4589 | -11.585
2341 | 23.0995 | -19.1992 |  |  | 40.4343 | -11.6095
2342 | 23.0808 | -19.2178 |  |  | 40.4162 | -11.6275
2343 | 23.0727 | -19.2259 |  |  | 40.4241 | -11.6195
2344 | 23.052 | -19.2465 |  |  | 40.3998 | -11.6436
2345 | 23.0392 | -19.2591 |  |  | 40.3873 | -11.6561
2346 | 23.0333 | -19.2649 |  |  | 40.3885 | -11.6547
2347 | 23.0354 | -19.2627 |  |  | 40.3767 | -11.6664
2348 | 23.0148 | -19.2832 |  |  | 40.3765 | -11.6665
2349 | 22.9971 | -19.3008 |  |  | 40.3564 | -11.6865
2350 | 23.0043 | -19.2935 |  |  | 40.3707 | -11.6721
2351 | 23.0045 | -19.2932 |  |  | 40.3579 | -11.6848
2352 | 23.0195 | -19.2781 |  |  | 40.3827 | -11.6598
2353 | 23.0122 | -19.2853 |  |  | 40.3878 | -11.6546
2354 | 23.0171 | -19.2803 |  |  | 40.3752 | -11.6671
2355 | 23.0119 | -19.2854 |  |  | 40.3926 | -11.6496
2356 | 23.0364 | -19.2609 |  |  | 40.4029 | -11.6392
2357 | 23.0382 | -19.259 |  |  | 40.419 | -11.623
2358 | 23.0565 | -19.2405 |  |  | 40.4357 | -11.6061
2359 | 23.0747 | -19.2222 |  |  | 40.4648 | -11.577
2360 | 23.085 | -19.2119 |  |  | 40.4811 | -11.5605
2361 | 23.1196 | -19.1771 |  |  | 40.5247 | -11.5168
2362 | 23.1317 | -19.1649 |  |  | 40.5517 | -11.4897
2363 | 23.1618 | -19.1347 |  |  | 40.5852 | -11.4561
2364 | 23.1786 | -19.1178 |  |  | 40.6018 | -11.4394
2365 | 23.2263 | -19.07 |  |  | 40.6454 | -11.3956
2366 | 23.2398 | -19.0565 |  |  | 40.647 | -11.394
2367 | 23.2807 | -19.0154 |  |  | 40.6971 | -11.3437
2368 | 23.3085 | -18.9876 |  |  | 40.7331 | -11.3076
2369 | 23.3333 | -18.9627 |  |  | 40.7404 | -11.3002
2370 | 23.3612 | -18.9347 |  |  | 40.777 | -11.2635
2371 | 23.4146 | -18.8811 |  |  | 40.7808 | -11.2596
2372 | 23.4433 | -18.8524 |  |  | 40.8142 | -11.2261
2373 | 23.4734 | -18.8222 |  |  | 40.84 | -11.2002
2374 | 23.5137 | -18.7818 |  |  | 40.8575 | -11.1825
2375 | 23.5575 | -18.7379 |  |  | 40.8956 | -11.1444
2376 | 23.5936 | -18.7017 |  |  | 40.9102 | -11.1296
2377 | 23.606 | -18.6892 |  |  | 40.9116 | -11.1282
2378 | 23.6457 | -18.6493 |  |  | 40.9635 | -11.0761
2379 | 23.682 | -18.6129 |  |  | 40.9604 | -11.0791
2380 | 23.7298 | -18.565 |  |  | 40.9982 | -11.0412
2381 | 23.749 | -18.5458 |  |  | 41.0343 | -11.005
2382 | 23.7922 | -18.5025 |  |  | 41.0389 | -11.0003
2383 | 23.8053 | -18.4892 |  |  | 41.0579 | -10.9812
2384 | 23.8428 | -18.4517 |  |  | 41.077 | -10.962
2385 | 23.8513 | -18.443 |  |  | 41.0902 | -10.9486
2386 | 23.898 | -18.3963 |  |  | 41.1568 | -10.8819
2387 | 23.8932 | -18.401 |  |  | 41.1214 | -10.9172
2388 | 23.913 | -18.3811 |  |  | 41.1485 | -10.89
2389 | 23.9288 | -18.3651 |  |  | 41.1542 | -10.8841
2390 | 23.9429 | -18.351 |  |  | 41.1525 | -10.8858
2391 | 23.9531 | -18.3407 |  |  | 41.1578 | -10.8804
2392 | 23.9634 | -18.3303 |  |  | 41.155 | -10.883
2393 | 23.9757 | -18.3179 |  |  | 41.1796 | -10.8584
2394 | 23.977 | -18.3165 |  |  | 41.185 | -10.8528
2395 | 23.9827 | -18.3107 |  |  | 41.1484 | -10.8893
2396 | 23.9834 | -18.3098 |  |  | 41.1557 | -10.8819
2397 | 23.9937 | -18.2995 |  |  | 41.1688 | -10.8687
2398 | 23.9615 | -18.3316 |  |  | 41.1394 | -10.898
2399 | 23.9564 | -18.3366 |  |  | 41.1248 | -10.9124
2400 | 23.9368 | -18.3561 |  |  | 41.117 | -10.9202
2401 | 23.9243 | -18.3684 |  |  | 41.1037 | -10.9334
2402 | 23.9056 | -18.387 |  |  | 41.0741 | -10.9628
2403 | 23.893 | -18.3996 |  |  | 41.0598 | -10.977
2404 | 23.866 | -18.4265 |  |  | 41.0452 | -10.9915
2405 | 23.8443 | -18.4481 |  |  | 41.0303 | -11.0063
2406 | 23.8324 | -18.4598 |  |  | 41.0097 | -11.0268
2407 | 23.8081 | -18.4841 |  |  | 40.9809 | -11.0554
2408 | 23.7663 | -18.5258 |  |  | 40.9521 | -11.0841
2409 | 23.7356 | -18.5564 |  |  | 40.9105 | -11.1256
2410 | 23.7115 | -18.5804 |  |  | 40.8814 | -11.1547
2411 | 23.682 | -18.6098 |  |  | 40.8474 | -11.1886
2412 | 23.6581 | -18.6336 |  |  | 40.8326 | -11.2032
2413 | 23.6025 | -18.6891 |  |  | 40.7752 | -11.2605
2414 | 23.5494 | -18.7421 |  |  | 40.7648 | -11.2708
2415 | 23.514 | -18.7774 |  |  | 40.7264 | -11.3091
2416 | 23.4794 | -18.8119 |  |  | 40.6851 | -11.3503
2417 | 23.4417 | -18.8495 |  |  | 40.6424 | -11.3928
2418 | 23.4012 | -18.8899 |  |  | 40.6429 | -11.3922
2419 | 23.3526 | -18.9384 |  |  | 40.5877 | -11.4473
2420 | 23.3217 | -18.9692 |  |  | 40.5648 | -11.4701
2421 | 23.279 | -19.0118 |  |  | 40.5485 | -11.4862
2422 | 23.2362 | -19.0545 |  |  | 40.5073 | -11.5273
2423 | 23.2046 | -19.086 |  |  | 40.499 | -11.5355
2424 | 23.1911 | -19.0994 |  |  | 40.4885 | -11.546
2425 | 23.166 | -19.1244 |  |  | 40.4554 | -11.5789
2426 | 23.1387 | -19.1516 |  |  | 40.4391 | -11.5951
2427 | 23.1301 | -19.16 |  |  | 40.4383 | -11.5958
2428 | 23.1077 | -19.1824 |  |  | 40.4279 | -11.6061
2429 | 23.0855 | -19.2045 |  |  | 40.3977 | -11.6362
2430 | 23.0831 | -19.2068 |  |  | 40.3894 | -11.6443
2431 | 23.0668 | -19.223 |  |  | 40.3915 | -11.6421
2432 | 23.0697 | -19.22 |  |  | 40.3946 | -11.6389
2433 | 23.0723 | -19.2173 |  |  | 40.4097 | -11.6237
2434 | 23.0651 | -19.2244 |  |  | 40.4 | -11.6333
2435 | 23.0854 | -19.204 |  |  | 40.3961 | -11.6371
2436 | 23.109 | -19.1803 |  |  | 40.4357 | -11.5974
2437 | 23.1148 | -19.1744 |  |  | 40.4261 | -11.6069
2438 | 23.1243 | -19.1648 |  |  | 40.4422 | -11.5907
2439 | 23.1374 | -19.1516 |  |  | 40.4569 | -11.5759
2440 | 23.1582 | -19.1307 |  |  | 40.4934 | -11.5392
2441 | 23.1909 | -19.0979 |  |  | 40.5356 | -11.4969
2442 | 23.2215 | -19.0672 |  |  | 40.5675 | -11.4649
2443 | 23.2545 | -19.0341 |  |  | 40.5905 | -11.4418
2444 | 23.283 | -19.0055 |  |  | 40.6278 | -11.4044
2445 | 23.3095 | -18.9789 |  |  | 40.6517 | -11.3804
2446 | 23.3441 | -18.9442 |  |  | 40.6766 | -11.3554
2447 | 23.3689 | -18.9193 |  |  | 40.6898 | -11.3421
2448 | 23.4167 | -18.8714 |  |  | 40.7363 | -11.2954
2449 | 23.4591 | -18.8289 |  |  | 40.7763 | -11.2554
2450 | 23.4957 | -18.7921 |  |  | 40.8092 | -11.2224
2451 | 23.5396 | -18.7482 |  |  | 40.8673 | -11.1641
2452 | 23.5613 | -18.7264 |  |  | 40.8885 | -11.1428
2453 | 23.6109 | -18.6767 |  |  | 40.9368 | -11.0944
2454 | 23.6572 | -18.6303 |  |  | 40.9544 | -11.0767
2455 | 23.6908 | -18.5965 |  |  | 41.0013 | -11.0297
2456 | 23.7389 | -18.5484 |  |  | 41.068 | -10.9628
2457 | 23.7789 | -18.5083 |  |  | 41.0819 | -10.9488
2458 | 23.8224 | -18.4647 |  |  | 41.1052 | -10.9254
2459 | 23.864 | -18.423 |  |  | 41.1574 | -10.8731
2460 | 23.9131 | -18.3738 |  |  | 41.1796 | -10.8508
2461 | 23.9336 | -18.3532 |  |  | 41.2057 | -10.8246
2462 | 23.985 | -18.3017 |  |  | 41.2445 | -10.7856
2463 | 24.0055 | -18.2811 |  |  | 41.2878 | -10.7422
2464 | 24.0435 | -18.243 |  |  | 41.31 | -10.7199
2465 | 24.0824 | -18.204 |  |  | 41.3595 | -10.6704
2466 | 24.0942 | -18.1921 |  |  | 41.3581 | -10.6716
2467 | 24.1219 | -18.1643 |  |  | 41.4071 | -10.6225
2468 | 24.1564 | -18.1296 |  |  | 41.4233 | -10.6062
2469 | 24.1708 | -18.1152 |  |  | 41.4188 | -10.6106
2470 | 24.1817 | -18.1042 |  |  | 41.4445 | -10.5848
2471 | 24.1959 | -18.0899 |  |  | 41.436 | -10.5931
2472 | 24.2098 | -18.0759 |  |  | 41.4551 | -10.5739
2473 | 24.2279 | -18.0577 |  |  | 41.4435 | -10.5854
2474 | 24.2358 | -18.0497 |  |  | 41.4396 | -10.5892
2475 | 24.2336 | -18.0517 |  |  | 41.4688 | -10.5599
2476 | 24.2541 | -18.0311 |  |  | 41.4525 | -10.576
2477 | 24.2372 | -18.048 |  |  | 41.4705 | -10.558
2478 | 24.246 | -18.0391 |  |  | 41.4604 | -10.5679
2479 | 24.2326 | -18.0524 |  |  | 41.458 | -10.5702
2480 | 24.2297 | -18.0551 |  |  | 41.4239 | -10.6043
2481 | 24.2244 | -18.0604 |  |  | 41.4409 | -10.5872
2482 | 24.2041 | -18.0806 |  |  | 41.4091 | -10.6188
2483 | 24.1828 | -18.1017 |  |  | 41.385 | -10.6428
2484 | 24.171 | -18.1134 |  |  | 41.3781 | -10.6496
2485 | 24.1431 | -18.1413 |  |  | 41.3264 | -10.7011
2486 | 24.1089 | -18.1754 |  |  | 41.3012 | -10.7263
2487 | 24.0769 | -18.2073 |  |  | 41.2618 | -10.7655
2488 | 24.0456 | -18.2384 |  |  | 41.2086 | -10.8186
2489 | 24.0228 | -18.2612 |  |  | 41.1893 | -10.8378
2490 | 23.9809 | -18.3029 |  |  | 41.1548 | -10.8722
2491 | 23.9313 | -18.3524 |  |  | 41.1038 | -10.9231
2492 | 23.9092 | -18.3745 |  |  | 41.0464 | -10.9803
2493 | 23.8459 | -18.4377 |  |  | 41.0192 | -11.0074
2494 | 23.7968 | -18.4867 |  |  | 40.9619 | -11.0646
2495 | 23.7582 | -18.5252 |  |  | 40.9482 | -11.0782
2496 | 23.7066 | -18.5767 |  |  | 40.8958 | -11.1305
2497 | 23.6417 | -18.6414 |  |  | 40.8045 | -11.2217
2498 | 23.6017 | -18.6814 |  |  | 40.7805 | -11.2456
2499 | 23.5482 | -18.7348 |  |  | 40.7418 | -11.2842
2500 | 23.4817 | -18.8012 |  |  | 40.6894 | -11.3364
2501 | 23.4532 | -18.8296 |  |  | 40.6414 | -11.3844
2502 | 23.4105 | -18.8722 |  |  | 40.5912 | -11.4344
2503 | 23.3698 | -18.9127 |  |  | 40.5752 | -11.4503
2504 | 23.3184 | -18.9641 |  |  | 40.5267 | -11.4987
2505 | 23.3049 | -18.9774 |  |  | 40.5327 | -11.4926
2506 | 23.2543 | -19.0279 |  |  | 40.5048 | -11.5204
2507 | 23.21 | -19.0722 |  |  | 40.4719 | -11.5532
2508 | 23.1738 | -19.1082 |  |  | 40.4284 | -11.5965
2509 | 23.1511 | -19.1309 |  |  | 40.4221 | -11.6028
2510 | 23.1333 | -19.1486 |  |  | 40.409 | -11.6157
2511 | 23.1015 | -19.1803 |  |  | 40.3967 | -11.6279
2512 | 23.0969 | -19.1847 |  |  | 40.4074 | -11.6171
2513 | 23.0873 | -19.1943 |  |  | 40.4119 | -11.6125
2514 | 23.0967 | -19.1847 |  |  | 40.4186 | -11.6057
2515 | 23.0814 | -19.1999 |  |  | 40.407 | -11.6172
2516 | 23.0987 | -19.1825 |  |  | 40.4434 | -11.5806
2517 | 23.1061 | -19.175 |  |  | 40.4264 | -11.5976
2518 | 23.1309 | -19.1501 |  |  | 40.4751 | -11.5487
2519 | 23.1595 | -19.1215 |  |  | 40.5222 | -11.5015
2520 | 23.1903 | -19.0905 |  |  | 40.5503 | -11.4733
2521 | 23.2494 | -19.0313 |  |  | 40.6247 | -11.3988
2522 | 23.2712 | -19.0094 |  |  | 40.6491 | -11.3742
2523 | 23.3083 | -18.9722 |  |  | 40.6929 | -11.3304
2524 | 23.3728 | -18.9076 |  |  | 40.7676 | -11.2555
2525 | 23.4202 | -18.8601 |  |  | 40.829 | -11.194
2526 | 23.4983 | -18.7819 |  |  | 40.8704 | -11.1525
2527 | 23.5694 | -18.7107 |  |  | 40.9261 | -11.0967
2528 | 23.6225 | -18.6575 |  |  | 40.9811 | -11.0415
2529 | 23.6638 | -18.6161 |  |  | 41.0402 | -10.9824
2530 | 23.7338 | -18.5461 |  |  | 41.0969 | -10.9256
2531 | 23.8016 | -18.4781 |  |  | 41.1697 | -10.8526
2532 | 23.8825 | -18.3971 |  |  | 41.2209 | -10.8013
2533 | 23.9488 | -18.3307 |  |  | 41.3093 | -10.7128
2534 | 24.0361 | -18.2433 |  |  | 41.389 | -10.633
2535 | 24.1083 | -18.171 |  |  | 41.4898 | -10.5321
2536 | 24.1753 | -18.1039 |  |  | 41.5177 | -10.5041
2537 | 24.2416 | -18.0374 |  |  | 41.5941 | -10.4276
2538 | 24.3051 | -17.9738 |  |  | 41.6263 | -10.3952
2539 | 24.3396 | -17.9393 |  |  | 41.6737 | -10.3477
2540 | 24.3998 | -17.879 |  |  | 41.7348 | -10.2865
2541 | 24.4673 | -17.8114 |  |  | 41.7882 | -10.233
2542 | 24.5209 | -17.7577 |  |  | 41.8186 | -10.2025
2543 | 24.5767 | -17.7018 |  |  | 41.8524 | -10.1686
2544 | 24.6215 | -17.6569 |  |  | 41.8799 | -10.141
2545 | 24.6693 | -17.609 |  |  | 41.8972 | -10.1235
2546 | 24.7108 | -17.5674 |  |  | 41.9343 | -10.0864
2547 | 24.7483 | -17.5298 |  |  | 41.9495 | -10.071
2548 | 24.7703 | -17.5077 |  |  | 41.9753 | -10.0451
2549 | 24.7959 | -17.4819 |  |  | 41.9883 | -10.032
2550 | 24.7965 | -17.4813 |  |  | 42.0034 | -10.0168
2551 | 24.8096 | -17.468 |  |  | 41.9827 | -10.0373
2552 | 24.7978 | -17.4797 |  |  | 41.9497 | -10.0703
2553 | 24.7837 | -17.4938 |  |  | 41.9681 | -10.0517
2554 | 24.7866 | -17.4908 |  |  | 41.9602 | -10.0595
2555 | 24.7585 | -17.5188 |  |  | 41.9178 | -10.1018
2556 | 24.7413 | -17.5358 |  |  | 41.8734 | -10.1461
2557 | 24.7209 | -17.5562 |  |  | 41.8467 | -10.1727
2558 | 24.6855 | -17.5914 |  |  | 41.7998 | -10.2195
2559 | 24.6545 | -17.6224 |  |  | 41.7664 | -10.2528
2560 | 24.6125 | -17.6643 |  |  | 41.6988 | -10.3203
2561 | 24.5573 | -17.7194 |  |  | 41.6327 | -10.3862
2562 | 24.5072 | -17.7694 |  |  | 41.5834 | -10.4354
2563 | 24.4521 | -17.8243 |  |  | 41.5155 | -10.5032
2564 | 24.3859 | -17.8904 |  |  | 41.4301 | -10.5885
2565 | 24.3231 | -17.9532 |  |  | 41.3339 | -10.6846
2566 | 24.2538 | -18.0223 |  |  | 41.2966 | -10.7217
2567 | 24.1824 | -18.0936 |  |  | 41.2391 | -10.7792
2568 | 24.1316 | -18.1444 |  |  | 41.1873 | -10.8309
2569 | 24.0508 | -18.225 |  |  | 41.1223 | -10.8958
2570 | 23.9887 | -18.287 |  |  | 41.0355 | -10.9824
2571 | 23.9122 | -18.3634 |  |  | 40.9896 | -11.0282
2572 | 23.8466 | -18.4289 |  |  | 40.9399 | -11.0778
2573 | 23.7466 | -18.5288 |  |  | 40.8546 | -11.163
2574 | 23.6972 | -18.5781 |  |  | 40.803 | -11.2144
2575 | 23.6331 | -18.6421 |  |  | 40.7445 | -11.2729
2576 | 23.5735 | -18.7016 |  |  | 40.7008 | -11.3164
2577 | 23.5198 | -18.7552 |  |  | 40.6583 | -11.3588
2578 | 23.4747 | -18.8002 |  |  | 40.6046 | -11.4124
2579 | 23.4042 | -18.8706 |  |  | 40.5451 | -11.4718
2580 | 23.3599 | -18.9148 |  |  | 40.5349 | -11.4818
2581 | 23.3361 | -18.9385 |  |  | 40.5171 | -11.4996
2582 | 23.2956 | -18.9788 |  |  | 40.4967 | -11.5199
2583 | 23.2654 | -19.0089 |  |  | 40.4956 | -11.5208
2584 | 23.229 | -19.0453 |  |  | 40.4536 | -11.5627
2585 | 23.2181 | -19.056 |  |  | 40.4593 | -11.5569
2586 | 23.2019 | -19.0722 |  |  | 40.4429 | -11.5732
2587 | 23.1966 | -19.0773 |  |  | 40.4221 | -11.5939
2588 | 23.1848 | -19.089 |  |  | 40.4399 | -11.576
2589 | 23.1869 | -19.0869 |  |  | 40.4508 | -11.5649
2590 | 23.2 | -19.0737 |  |  | 40.4649 | -11.5507
2591 | 23.2205 | -19.0531 |  |  | 40.5072 | -11.5083
2592 | 23.2527 | -19.0208 |  |  | 40.5373 | -11.4781
2593 | 23.2776 | -18.9958 |  |  | 40.5826 | -11.4326
2594 | 23.3106 | -18.9627 |  |  | 40.601 | -11.4142
2595 | 23.3304 | -18.9427 |  |  | 40.6435 | -11.3715
2596 | 23.3699 | -18.9031 |  |  | 40.6969 | -11.318
2597 | 23.4049 | -18.868 |  |  | 40.7189 | -11.2959
2598 | 23.4535 | -18.8193 |  |  | 40.7497 | -11.265
2599 | 23.5072 | -18.7655 |  |  | 40.8373 | -11.1773
2600 | 23.5465 | -18.7261 |  |  | 40.842 | -11.1724
2601 | 23.5991 | -18.6734 |  |  | 40.8809 | -11.1334
2602 | 23.6538 | -18.6186 |  |  | 40.9248 | -11.0895
2603 | 23.6971 | -18.5752 |  |  | 40.9756 | -11.0385
2604 | 23.7468 | -18.5254 |  |  | 41.002 | -11.0121
2605 | 23.8028 | -18.4693 |  |  | 41.0424 | -10.9716
2606 | 23.8409 | -18.4311 |  |  | 41.065 | -10.9488
2607 | 23.9118 | -18.3601 |  |  | 41.1046 | -10.9091
2608 | 23.9477 | -18.3241 |  |  | 41.1139 | -10.8996
2609 | 23.9974 | -18.2743 |  |  | 41.1668 | -10.8467
2610 | 24.0375 | -18.2341 |  |  | 41.1762 | -10.8371
2611 | 24.0638 | -18.2077 |  |  | 41.1887 | -10.8246
2612 | 24.1012 | -18.1702 |  |  | 41.2382 | -10.7749
2613 | 24.1354 | -18.1359 |  |  | 41.2266 | -10.7864
2614 | 24.1485 | -18.1226 |  |  | 41.2557 | -10.7571
2615 | 24.1752 | -18.0958 |  |  | 41.2283 | -10.7844
2616 | 24.1898 | -18.0811 |  |  | 41.2528 | -10.7599
2617 | 24.1971 | -18.0738 |  |  | 41.206 | -10.8065
2618 | 24.1992 | -18.0716 |  |  | 41.2298 | -10.7826
2619 | 24.1912 | -18.0794 |  |  | 41.2333 | -10.779
2620 | 24.1923 | -18.0782 |  |  | 41.2155 | -10.7967
2621 | 24.1797 | -18.0907 |  |  | 41.1917 | -10.8204
2622 | 24.1743 | -18.096 |  |  | 41.1453 | -10.8667
2623 | 24.1653 | -18.105 |  |  | 41.1414 | -10.8704
2624 | 24.1405 | -18.1297 |  |  | 41.1206 | -10.8912
2625 | 24.1161 | -18.1539 |  |  | 41.0867 | -10.9249
2626 | 24.1026 | -18.1673 |  |  | 41.0595 | -10.952
2627 | 24.0773 | -18.1926 |  |  | 41.0412 | -10.9702
2628 | 24.0592 | -18.2105 |  |  | 41.0234 | -10.9878
2629 | 24.0201 | -18.2495 |  |  | 40.9632 | -11.048
2630 | 23.987 | -18.2825 |  |  | 40.9211 | -11.0899
2631 | 23.9526 | -18.3168 |  |  | 40.9114 | -11.0996
2632 | 23.9161 | -18.3532 |  |  | 40.851 | -11.1598
2633 | 23.8904 | -18.3788 |  |  | 40.8328 | -11.1779
2634 | 23.8446 | -18.4245 |  |  | 40.8135 | -11.1971
2635 | 23.8141 | -18.4549 |  |  | 40.7799 | -11.2306
2636 | 23.7841 | -18.4848 |  |  | 40.7542 | -11.2561
2637 | 23.7458 | -18.523 |  |  | 40.7016 | -11.3086
2638 | 23.7237 | -18.545 |  |  | 40.6775 | -11.3326
2639 | 23.7022 | -18.5664 |  |  | 40.6694 | -11.3406
2640 | 23.6652 | -18.6033 |  |  | 40.6185 | -11.3914
2641 | 23.6489 | -18.6194 |  |  | 40.6103 | -11.3995
2642 | 23.6134 | -18.6548 |  |  | 40.5933 | -11.4164
2643 | 23.5873 | -18.6809 |  |  | 40.5812 | -11.4283
2644 | 23.5818 | -18.6862 |  |  | 40.5732 | -11.4363
2645 | 23.5564 | -18.7115 |  |  | 40.5749 | -11.4344
2646 | 23.5463 | -18.7215 |  |  | 40.5646 | -11.4446
2647 | 23.522 | -18.7457 |  |  | 40.5633 | -11.4458
2648 | 23.4918 | -18.7759 |  |  | 40.5293 | -11.4797
2649 | 23.4867 | -18.7808 |  |  | 40.5152 | -11.4936
2650 | 23.4776 | -18.7898 |  |  | 40.525 | -11.4837
2651 | 23.499 | -18.7684 |  |  | 40.5515 | -11.4571
2652 | 23.5167 | -18.7505 |  |  | 40.5307 | -11.4778
2653 | 23.5155 | -18.7516 |  |  | 40.5482 | -11.4602
2654 | 23.5293 | -18.7377 |  |  | 40.5212 | -11.4871
2655 | 23.541 | -18.7259 |  |  | 40.5671 | -11.4411
2656 | 23.5809 | -18.6859 |  |  | 40.6027 | -11.4054
2657 | 23.587 | -18.6797 |  |  | 40.6228 | -11.3852
2658 | 23.6105 | -18.6561 |  |  | 40.6383 | -11.3696
2659 | 23.6179 | -18.6486 |  |  | 40.6546 | -11.3531
2660 | 23.6536 | -18.6127 |  |  | 40.6647 | -11.3429
2661 | 23.6793 | -18.587 |  |  | 40.6823 | -11.3252
2662 | 23.6961 | -18.5701 |  |  | 40.7078 | -11.2996
2663 | 23.7225 | -18.5436 |  |  | 40.7322 | -11.275
2664 | 23.7481 | -18.5178 |  |  | 40.7503 | -11.2569
2665 | 23.7605 | -18.5054 |  |  | 40.7311 | -11.2759
2666 | 23.7892 | -18.4766 |  |  | 40.7714 | -11.2355
2667 | 23.8226 | -18.4431 |  |  | 40.7871 | -11.2197
2668 | 23.8395 | -18.426 |  |  | 40.7726 | -11.2341
2669 | 23.863 | -18.4024 |  |  | 40.7908 | -11.2157
2670 | 23.8732 | -18.3921 |  |  | 40.8181 | -11.1884
2671 | 23.8851 | -18.3801 |  |  | 40.7924 | -11.2139
2672 | 23.909 | -18.3562 |  |  | 40.8184 | -11.1879
2673 | 23.9142 | -18.3508 |  |  | 40.8183 | -11.1878
2674 | 23.9191 | -18.3458 |  |  | 40.8167 | -11.1893
2675 | 23.9156 | -18.3492 |  |  | 40.8299 | -11.176
2676 | 23.9134 | -18.3513 |  |  | 40.8221 | -11.1836
2677 | 23.8935 | -18.3711 |  |  | 40.7757 | -11.2299
2678 | 23.886 | -18.3785 |  |  | 40.772 | -11.2336
2679 | 23.883 | -18.3814 |  |  | 40.7659 | -11.2396
2680 | 23.8756 | -18.3887 |  |  | 40.7403 | -11.265
2681 | 23.8596 | -18.4046 |  |  | 40.7492 | -11.256
2682 | 23.8645 | -18.3996 |  |  | 40.7328 | -11.2723
2683 | 23.8498 | -18.4142 |  |  | 40.6893 | -11.3157
2684 | 23.8434 | -18.4204 |  |  | 40.6697 | -11.3352
2685 | 23.815 | -18.4487 |  |  | 40.6478 | -11.3569
2686 | 23.7929 | -18.4708 |  |  | 40.6397 | -11.3649
2687 | 23.7876 | -18.476 |  |  | 40.6116 | -11.3929
2688 | 23.762 | -18.5015 |  |  | 40.5923 | -11.4121
2689 | 23.7286 | -18.5347 |  |  | 40.5717 | -11.4326
2690 | 23.6903 | -18.573 |  |  | 40.5525 | -11.4516
2691 | 23.6578 | -18.6054 |  |  | 40.5105 | -11.4936
2692 | 23.6386 | -18.6244 |  |  | 40.5054 | -11.4985
2693 | 23.6068 | -18.6561 |  |  | 40.4556 | -11.5483
2694 | 23.5779 | -18.6849 |  |  | 40.462 | -11.5417
2695 | 23.5465 | -18.7162 |  |  | 40.4246 | -11.5789
2696 | 23.5191 | -18.7435 |  |  | 40.43 | -11.5735
2697 | 23.4888 | -18.7737 |  |  | 40.4031 | -11.6002
2698 | 23.4579 | -18.8045 |  |  | 40.3657 | -11.6375
2699 | 23.4562 | -18.806 |  |  | 40.3647 | -11.6385
2700 | 23.4331 | -18.8291 |  |  | 40.3723 | -11.6307
2701 | 23.4274 | -18.8347 |  |  | 40.3556 | -11.6472
2702 | 23.4329 | -18.8291 |  |  | 40.3854 | -11.6174
2703 | 23.4134 | -18.8484 |  |  | 40.362 | -11.6407
2704 | 23.4116 | -18.8501 |  |  | 40.3986 | -11.604
2705 | 23.426 | -18.8356 |  |  | 40.3816 | -11.6208
2706 | 23.4059 | -18.8557 |  |  | 40.4243 | -11.578
2707 | 23.4267 | -18.8347 |  |  | 40.4304 | -11.5718
2708 | 23.4413 | -18.82 |  |  | 40.4305 | -11.5716
2709 | 23.4515 | -18.8097 |  |  | 40.4612 | -11.5407
2710 | 23.4851 | -18.776 |  |  | 40.4904 | -11.5114
2711 | 23.5013 | -18.7597 |  |  | 40.5147 | -11.4871
2712 | 23.5371 | -18.7238 |  |  | 40.5373 | -11.4643
2713 | 23.5731 | -18.6877 |  |  | 40.5769 | -11.4246
2714 | 23.6089 | -18.6518 |  |  | 40.5987 | -11.4026
2715 | 23.6375 | -18.6231 |  |  | 40.6384 | -11.3629
2716 | 23.6757 | -18.5848 |  |  | 40.648 | -11.3531
2717 | 23.7241 | -18.5362 |  |  | 40.6758 | -11.3253
2718 | 23.7695 | -18.4908 |  |  | 40.7113 | -11.2896
2719 | 23.8048 | -18.4553 |  |  | 40.7741 | -11.2268
2720 | 23.8492 | -18.4108 |  |  | 40.7955 | -11.2052
2721 | 23.9124 | -18.3475 |  |  | 40.8429 | -11.1577
2722 | 23.9545 | -18.3054 |  |  | 40.8693 | -11.1311
2723 | 23.9933 | -18.2664 |  |  | 40.925 | -11.0753
2724 | 24.0469 | -18.2128 |  |  | 40.9426 | -11.0577
2725 | 24.1074 | -18.1521 |  |  | 40.9637 | -11.0364
2726 | 24.1486 | -18.1109 |  |  | 41.0114 | -10.9886
2727 | 24.1994 | -18.0599 |  |  | 41.029 | -10.9709
2728 | 24.2368 | -18.0224 |  |  | 41.0865 | -10.9133
2729 | 24.3033 | -17.9558 |  |  | 41.2134 | -10.7863
2730 | 24.344 | -17.915 |  |  | 41.2309 | -10.7687
2731 | 24.3843 | -17.8745 |  |  | 41.2644 | -10.735
2732 | 24.4163 | -17.8425 |  |  | 41.2453 | -10.754
2733 | 24.4577 | -17.8009 |  |  | 41.2854 | -10.7138
2734 | 24.4906 | -17.7679 |  |  | 41.2988 | -10.7003
2735 | 24.5255 | -17.7329 |  |  | 41.302 | -10.697
2736 | 24.5359 | -17.7224 |  |  | 41.3007 | -10.6981
2737 | 24.5668 | -17.6915 |  |  | 41.3061 | -10.6927
2738 | 24.5806 | -17.6775 |  |  | 41.3196 | -10.679
2739 | 24.5891 | -17.6689 |  |  | 41.3363 | -10.6622
2740 | 24.6039 | -17.654 |  |  | 41.3102 | -10.6882
2741 | 24.606 | -17.6518 |  |  | 41.3237 | -10.6746
2742 | 24.6366 | -17.6211 |  |  | 41.2942 | -10.7039
2743 | 24.6176 | -17.64 |  |  | 41.2986 | -10.6994
2744 | 24.6245 | -17.633 |  |  | 41.3101 | -10.6878
2745 | 24.6144 | -17.6429 |  |  | 41.1617 | -10.8361
2746 | 24.5914 | -17.6659 |  |  | 41.179 | -10.8187
2747 | 24.5802 | -17.677 |  |  | 41.1767 | -10.8209
2748 | 24.581 | -17.6761 |  |  | 41.1743 | -10.8231
2749 | 24.5368 | -17.7202 |  |  | 41.1412 | -10.8561
2750 | 24.5432 | -17.7137 |  |  | 41.1313 | -10.8659
2751 | 24.5167 | -17.7401 |  |  | 41.1164 | -10.8807
2752 | 24.4967 | -17.7599 |  |  | 41.1029 | -10.8941
2753 | 24.4693 | -17.7873 |  |  | 41.0955 | -10.9014
2754 | 24.4421 | -17.8143 |  |  | 41.0536 | -10.9431
2755 | 24.4164 | -17.8399 |  |  | 41.0358 | -10.9609
2756 | 24.3825 | -17.8738 |  |  | 40.9913 | -11.0052
2757 | 24.358 | -17.8981 |  |  | 40.9938 | -11.0026
2758 | 24.3322 | -17.9238 |  |  | 40.9426 | -11.0537
2759 | 24.2786 | -17.9773 |  |  | 40.9063 | -11.0899
2760 | 24.2482 | -18.0076 |  |  | 40.9149 | -11.0812
2761 | 24.2106 | -18.045 |  |  | 40.8895 | -11.1064
2762 | 24.1803 | -18.0752 |  |  | 40.8661 | -11.1297
2763 | 24.1412 | -18.1142 |  |  | 40.8368 | -11.159
2764 | 24.1047 | -18.1506 |  |  | 40.8107 | -11.1849
2765 | 24.0689 | -18.1863 |  |  | 40.8024 | -11.1931
2766 | 24.0078 | -18.2473 |  |  | 40.7588 | -11.2366
2767 | 23.9813 | -18.2737 |  |  | 40.7455 | -11.2498
2768 | 23.9488 | -18.3062 |  |  | 40.7414 | -11.2537
2769 | 23.9009 | -18.354 |  |  | 40.6743 | -11.3208
2770 | 23.8846 | -18.3702 |  |  | 40.6836 | -11.3113
2771 | 23.8404 | -18.4142 |  |  | 40.6763 | -11.3185
2772 | 23.827 | -18.4275 |  |  | 40.6597 | -11.3349
2773 | 23.7902 | -18.4642 |  |  | 40.6472 | -11.3474
2774 | 23.7835 | -18.4708 |  |  | 40.6124 | -11.382
2775 | 23.7594 | -18.4948 |  |  | 40.5988 | -11.3956
2776 | 23.7487 | -18.5054 |  |  | 40.6094 | -11.3848
2777 | 23.7199 | -18.534 |  |  | 40.5921 | -11.4019
2778 | 23.7279 | -18.526 |  |  | 40.6128 | -11.3812
2779 | 23.7226 | -18.5311 |  |  | 40.5964 | -11.3974
2780 | 23.7107 | -18.5429 |  |  | 40.5811 | -11.4126
2781 | 23.7055 | -18.548 |  |  | 40.589 | -11.4046
2782 | 23.7091 | -18.5443 |  |  | 40.6064 | -11.3871
2783 | 23.7236 | -18.5297 |  |  | 40.6059 | -11.3875
2784 | 23.7235 | -18.5297 |  |  | 40.6167 | -11.3766
2785 | 23.7411 | -18.512 |  |  | 40.6407 | -11.3525
2786 | 23.7541 | -18.4989 |  |  | 40.6466 | -11.3465
2787 | 23.7673 | -18.4856 |  |  | 40.6419 | -11.351
2788 | 23.7937 | -18.4591 |  |  | 40.6447 | -11.3481
2789 | 23.8145 | -18.4382 |  |  | 40.6777 | -11.315
2790 | 23.8288 | -18.4238 |  |  | 40.6813 | -11.3113
2791 | 23.8573 | -18.3951 |  |  | 40.687 | -11.3054
2792 | 23.8903 | -18.362 |  |  | 40.7062 | -11.2862
2793 | 23.9104 | -18.3418 |  |  | 40.7597 | -11.2325
2794 | 23.9453 | -18.3069 |  |  | 40.7734 | -11.2187
2795 | 23.986 | -18.266 |  |  | 40.7761 | -11.2159
2796 | 24.0031 | -18.2488 |  |  | 40.8086 | -11.1832
2797 | 24.0413 | -18.2105 |  |  | 40.8282 | -11.1635
2798 | 24.0888 | -18.1629 |  |  | 40.8586 | -11.133
2799 | 24.1256 | -18.126 |  |  | 40.8402 | -11.1513
2800 | 24.135 | -18.1164 |  |  | 40.9123 | -11.0791
2801 | 24.1834 | -18.068 |  |  | 40.9115 | -11.0798
2802 | 24.2275 | -18.0238 |  |  | 40.9115 | -11.0797
2803 | 24.2538 | -17.9974 |  |  | 40.9167 | -11.0743
2804 | 24.2931 | -17.958 |  |  | 40.925 | -11.0659
2805 | 24.3268 | -17.9241 |  |  | 40.9398 | -11.051
2806 | 24.363 | -17.8878 |  |  | 40.9726 | -11.0181
2807 | 24.3982 | -17.8525 |  |  | 41.0181 | -10.9725
2808 | 24.4304 | -17.8202 |  |  | 41.0198 | -10.9707
2809 | 24.4482 | -17.8023 |  |  | 41.0329 | -10.9575
2810 | 24.4524 | -17.798 |  |  | 41.0223 | -10.9679
2811 | 24.4897 | -17.7606 |  |  | 41.0715 | -10.9186
2812 | 24.5024 | -17.7478 |  |  | 41.0672 | -10.9228
2813 | 24.5277 | -17.7224 |  |  | 41.0755 | -10.9144
2814 | 24.5489 | -17.701 |  |  | 41.0572 | -10.9326
2815 | 24.5701 | -17.6797 |  |  | 41.0709 | -10.9188
2816 | 24.584 | -17.6658 |  |  | 41.1057 | -10.8839
2817 | 24.5892 | -17.6605 |  |  | 41.0928 | -10.8966
2818 | 24.6014 | -17.6481 |  |  | 41.1355 | -10.8538
2819 | 24.6128 | -17.6366 |  |  | 41.1391 | -10.8501
2820 | 24.616 | -17.6334 |  |  | 41.1288 | -10.8603
2821 | 24.6217 | -17.6275 |  |  | 41.1412 | -10.8478
2822 | 24.6348 | -17.6143 |  |  | 41.1606 | -10.8283
2823 | 24.6435 | -17.6055 |  |  | 41.1587 | -10.83
2824 | 24.624 | -17.6249 |  |  | 41.1361 | -10.8525
2825 | 24.6425 | -17.6062 |  |  | 41.1603 | -10.8282
2826 | 24.6285 | -17.6202 |  |  | 41.1592 | -10.8292
2827 | 24.6199 | -17.6286 |  |  | 41.1738 | -10.8144
2828 | 24.608 | -17.6404 |  |  | 41.1683 | -10.8199
2829 | 24.5923 | -17.6561 |  |  | 41.1673 | -10.8208
2830 | 24.5744 | -17.6738 |  |  | 41.1208 | -10.8671
2831 | 24.5427 | -17.7054 |  |  | 41.0812 | -10.9066
2832 | 24.5268 | -17.7212 |  |  | 41.0467 | -10.9409
2833 | 24.5284 | -17.7195 |  |  | 41.0468 | -10.9408
2834 | 24.5046 | -17.7431 |  |  | 41.0509 | -10.9365
2835 | 24.4996 | -17.748 |  |  | 41.0225 | -10.9648
2836 | 24.4701 | -17.7774 |  |  | 40.9928 | -10.9944
2837 | 24.4575 | -17.7899 |  |  | 41.0008 | -10.9863
2838 | 24.437 | -17.8104 |  |  | 41.0148 | -10.9721
2839 | 24.4079 | -17.8394 |  |  | 40.9772 | -11.0097
2840 | 24.3807 | -17.8665 |  |  | 40.9717 | -11.0151
2841 | 24.357 | -17.89 |  |  | 40.9495 | -11.0371
2842 | 24.3266 | -17.9203 |  |  | 40.9586 | -11.0279
2843 | 24.3138 | -17.933 |  |  | 40.9217 | -11.0646
2844 | 24.2857 | -17.961 |  |  | 40.922 | -11.0643
2845 | 24.2588 | -17.9878 |  |  | 40.8698 | -11.1163
2846 | 24.2264 | -18.0201 |  |  | 40.8823 | -11.1037
2847 | 24.2125 | -18.0339 |  |  | 40.8437 | -11.1422
2848 | 24.1901 | -18.0562 |  |  | 40.8423 | -11.1435
2849 | 24.1595 | -18.0867 |  |  | 40.8141 | -11.1716
2850 | 24.1502 | -18.0959 |  |  | 40.8029 | -11.1826
2851 | 24.12 | -18.1259 |  |  | 40.7837 | -11.2018
2852 | 24.1016 | -18.1443 |  |  | 40.7776 | -11.2077
2853 | 24.0764 | -18.1693 |  |  | 40.755 | -11.2302
2854 | 24.0711 | -18.1745 |  |  | 40.7495 | -11.2356
2855 | 24.0555 | -18.19 |  |  | 40.7229 | -11.2621
2856 | 24.0304 | -18.2149 |  |  | 40.7089 | -11.276
2857 | 24.0222 | -18.223 |  |  | 40.6984 | -11.2863
2858 | 24.0074 | -18.2377 |  |  | 40.6966 | -11.288
2859 | 23.997 | -18.2481 |  |  | 40.6746 | -11.3099
2860 | 23.993 | -18.252 |  |  | 40.6855 | -11.2989
2861 | 23.977 | -18.2679 |  |  | 40.6417 | -11.3425
2862 | 23.9694 | -18.2753 |  |  | 40.6702 | -11.314
2863 | 23.9694 | -18.2752 |  |  | 40.6374 | -11.3466
2864 | 23.9693 | -18.2753 |  |  | 40.633 | -11.351
2865 | 23.9831 | -18.2613 |  |  | 40.6261 | -11.3577
2866 | 23.9801 | -18.2642 |  |  | 40.6099 | -11.3737
2867 | 23.9922 | -18.252 |  |  | 40.6046 | -11.3789
2868 | 23.9865 | -18.2576 |  |  | 40.592 | -11.3914
2869 | 23.9871 | -18.2569 |  |  | 40.596 | -11.3873
2870 | 23.9965 | -18.2473 |  |  | 40.6204 | -11.3628
2871 | 24.0049 | -18.2389 |  |  | 40.5924 | -11.3907
2872 | 24.0103 | -18.2333 |  |  | 40.604 | -11.379
2873 | 24.0144 | -18.2291 |  |  | 40.5765 | -11.4063
2874 | 24.0175 | -18.2259 |  |  | 40.5803 | -11.4025
2875 | 24.0394 | -18.2039 |  |  | 40.5882 | -11.3945
2876 | 24.0532 | -18.19 |  |  | 40.5975 | -11.385
2877 | 24.0671 | -18.1759 |  |  | 40.5739 | -11.4085
2878 | 24.0825 | -18.1605 |  |  | 40.5719 | -11.4103
2879 | 24.1064 | -18.1365 |  |  | 40.5826 | -11.3996
2880 | 24.1036 | -18.1392 |  |  | 40.6123 | -11.3697
2881 | 24.1211 | -18.1216 |  |  | 40.6082 | -11.3737
2882 | 24.1379 | -18.1047 |  |  | 40.6267 | -11.3551
2883 | 24.1693 | -18.0731 |  |  | 40.6475 | -11.3342
2884 | 24.1678 | -18.0745 |  |  | 40.6364 | -11.3451
2885 | 24.1832 | -18.0591 |  |  | 40.6459 | -11.3356
2886 | 24.1959 | -18.0462 |  |  | 40.6351 | -11.3463
2887 | 24.2209 | -18.021 |  |  | 40.6721 | -11.3092
2888 | 24.2211 | -18.0208 |  |  | 40.6652 | -11.3159
2889 | 24.2405 | -18.0013 |  |  | 40.6758 | -11.3052
2890 | 24.2539 | -17.9877 |  |  | 40.6541 | -11.3268
2891 | 24.2741 | -17.9674 |  |  | 40.7089 | -11.2718
2892 | 24.2985 | -17.943 |  |  | 40.7281 | -11.2525
2893 | 24.2956 | -17.9457 |  |  | 40.7267 | -11.2538
2894 | 24.3226 | -17.9187 |  |  | 40.7154 | -11.265
2895 | 24.3357 | -17.9054 |  |  | 40.7238 | -11.2564
2896 | 24.351 | -17.89 |  |  | 40.7644 | -11.2157
2897 | 24.3663 | -17.8746 |  |  | 40.7656 | -11.2144
2898 | 24.3831 | -17.8576 |  |  | 40.8001 | -11.1798
2899 | 24.3846 | -17.8561 |  |  | 40.7741 | -11.2057
2900 | 24.4021 | -17.8385 |  |  | 40.7963 | -11.1833
2901 | 24.4078 | -17.8326 |  |  | 40.8116 | -11.1679
2902 | 24.4189 | -17.8214 |  |  | 40.8159 | -11.1635
2903 | 24.431 | -17.8092 |  |  | 40.7973 | -11.182
2904 | 24.442 | -17.7981 |  |  | 40.8169 | -11.1623
2905 | 24.4501 | -17.7899 |  |  | 40.817 | -11.162
2906 | 24.4485 | -17.7914 |  |  | 40.856 | -11.123
2907 | 24.4794 | -17.7603 |  |  | 40.8494 | -11.1295
2908 | 24.4915 | -17.7481 |  |  | 40.8534 | -11.1253
2909 | 24.4996 | -17.74 |  |  | 40.8452 | -11.1334
2910 | 24.5034 | -17.7361 |  |  | 40.8417 | -11.1368
2911 | 24.5038 | -17.7355 |  |  | 40.8511 | -11.1272
2912 | 24.5278 | -17.7114 |  |  | 40.8838 | -11.0945
2913 | 24.5242 | -17.715 |  |  | 40.8748 | -11.1033
2914 | 24.5339 | -17.7051 |  |  | 40.8733 | -11.1047
2915 | 24.5449 | -17.694 |  |  | 40.8816 | -11.0963
2916 | 24.5313 | -17.7075 |  |  | 40.8614 | -11.1164
2917 | 24.5191 | -17.7196 |  |  | 40.8636 | -11.114
2918 | 24.4997 | -17.7389 |  |  | 40.8421 | -11.1355
2919 | 24.4852 | -17.7532 |  |  | 40.8526 | -11.1248
2920 | 24.4946 | -17.7437 |  |  | 40.8539 | -11.1235
2921 | 24.4813 | -17.757 |  |  | 40.8475 | -11.1297
2922 | 24.4753 | -17.7628 |  |  | 40.8325 | -11.1446
2923 | 24.481 | -17.757 |  |  | 40.8127 | -11.1643
2924 | 24.4736 | -17.7643 |  |  | 40.8101 | -11.1667
2925 | 24.4588 | -17.779 |  |  | 40.7948 | -11.1819
2926 | 24.4572 | -17.7805 |  |  | 40.7987 | -11.1779
2927 | 24.4285 | -17.8091 |  |  | 40.802 | -11.1745
2928 | 24.4195 | -17.8179 |  |  | 40.7834 | -11.1929
2929 | 24.4109 | -17.8264 |  |  | 40.773 | -11.2032
2930 | 24.3972 | -17.8401 |  |  | 40.7699 | -11.2062
2931 | 24.3827 | -17.8544 |  |  | 40.764 | -11.2121
2932 | 24.3675 | -17.8695 |  |  | 40.7484 | -11.2275
2933 | 24.3447 | -17.8922 |  |  | 40.7159 | -11.2599
2934 | 24.3262 | -17.9106 |  |  | 40.6893 | -11.2864
2935 | 24.3043 | -17.9324 |  |  | 40.7172 | -11.2583
2936 | 24.2911 | -17.9454 |  |  | 40.6774 | -11.2981
2937 | 24.2576 | -17.9789 |  |  | 40.6824 | -11.2929
2938 | 24.2398 | -17.9965 |  |  | 40.6456 | -11.3296
2939 | 24.2191 | -18.0171 |  |  | 40.6336 | -11.3414
2940 | 24.2086 | -18.0275 |  |  | 40.6121 | -11.3628
2941 | 24.1916 | -18.0444 |  |  | 40.5869 | -11.3879
2942 | 24.1739 | -18.062 |  |  | 40.5571 | -11.4176
2943 | 24.1517 | -18.0841 |  |  | 40.5508 | -11.4238
2944 | 24.1252 | -18.1105 |  |  | 40.5272 | -11.4473
2945 | 24.1007 | -18.1348 |  |  | 40.4948 | -11.4796
2946 | 24.0719 | -18.1635 |  |  | 40.4879 | -11.4864
2947 | 24.0498 | -18.1855 |  |  | 40.4564 | -11.5178
2948 | 24.035 | -18.2002 |  |  | 40.4335 | -11.5405
2949 | 24.0152 | -18.22 |  |  | 40.4106 | -11.5633
2950 | 23.9914 | -18.2436 |  |  | 40.3868 | -11.587
2951 | 23.9846 | -18.2502 |  |  | 40.3822 | -11.5914
2952 | 23.9581 | -18.2767 |  |  | 40.3419 | -11.6316
2953 | 23.958 | -18.2767 |  |  | 40.3277 | -11.6457
2954 | 23.9315 | -18.303 |  |  | 40.3149 | -11.6583
2955 | 23.946 | -18.2885 |  |  | 40.3041 | -11.669
2956 | 23.9323 | -18.302 |  |  | 40.3022 | -11.6709
2957 | 23.9296 | -18.3047 |  |  | 40.2676 | -11.7053
2958 | 23.9159 | -18.3183 |  |  | 40.2674 | -11.7054
2959 | 23.9094 | -18.3246 |  |  | 40.254 | -11.7187
2960 | 23.8934 | -18.3404 |  |  | 40.2213 | -11.7512
2961 | 23.8998 | -18.334 |  |  | 40.2307 | -11.7417
2962 | 23.8916 | -18.342 |  |  | 40.2251 | -11.7473
2963 | 23.8946 | -18.339 |  |  | 40.2472 | -11.7251
2964 | 23.9042 | -18.3292 |  |  | 40.1969 | -11.7752
2965 | 23.9076 | -18.3257 |  |  | 40.2092 | -11.7627
2966 | 23.9256 | -18.3076 |  |  | 40.2194 | -11.7524
2967 | 23.9358 | -18.2973 |  |  | 40.2223 | -11.7495
2968 | 23.9496 | -18.2834 |  |  | 40.2295 | -11.7421
2969 | 23.9665 | -18.2664 |  |  | 40.2404 | -11.7311
2970 | 23.9929 | -18.2399 |  |  | 40.252 | -11.7193
2971 | 24.0287 | -18.204 |  |  | 40.2673 | -11.7039
2972 | 24.0433 | -18.1892 |  |  | 40.29 | -11.6812
2973 | 24.0696 | -18.1628 |  |  | 40.3256 | -11.6455
2974 | 24.098 | -18.1343 |  |  | 40.3332 | -11.6377
2975 | 24.1393 | -18.0929 |  |  | 40.3382 | -11.6325
2976 | 24.1715 | -18.0606 |  |  | 40.3711 | -11.5995
2977 | 24.1896 | -18.0424 |  |  | 40.398 | -11.5726
2978 | 24.2352 | -17.9966 |  |  | 40.4109 | -11.5595
2979 | 24.277 | -17.9547 |  |  | 40.4498 | -11.5205
2980 | 24.3004 | -17.9312 |  |  | 40.4663 | -11.5039
2981 | 24.3283 | -17.9032 |  |  | 40.4937 | -11.4763
2982 | 24.3738 | -17.8576 |  |  | 40.5501 | -11.4198
2983 | 24.4016 | -17.8297 |  |  | 40.5791 | -11.3907
2984 | 24.4286 | -17.8026 |  |  | 40.5761 | -11.3936
2985 | 24.4726 | -17.7585 |  |  | 40.6216 | -11.348
2986 | 24.5108 | -17.7202 |  |  | 40.6368 | -11.3326
2987 | 24.5338 | -17.6971 |  |  | 40.6859 | -11.2834
2988 | 24.5716 | -17.6591 |  |  | 40.7054 | -11.2639
2989 | 24.5869 | -17.6437 |  |  | 40.7159 | -11.2532
2990 | 24.6074 | -17.6231 |  |  | 40.7304 | -11.2386
2991 | 24.6452 | -17.5852 |  |  | 40.7755 | -11.1934
2992 | 24.677 | -17.5532 |  |  | 40.8111 | -11.1577
2993 | 24.6842 | -17.5459 |  |  | 40.8102 | -11.1584
2994 | 24.6937 | -17.5364 |  |  | 40.8485 | -11.12
2995 | 24.698 | -17.5319 |  |  | 40.8372 | -11.1312
2996 | 24.7103 | -17.5195 |  |  | 40.8503 | -11.1179
2997 | 24.6978 | -17.5319 |  |  | 40.8451 | -11.123
2998 | 24.7101 | -17.5195 |  |  | 40.8662 | -11.1018
2999 | 24.7225 | -17.507 |  |  | 40.8625 | -11.1054
3000 | 24.7114 | -17.518 |  |  | 40.8495 | -11.1183
3001 | 24.6976 | -17.5317 |  |  | 40.8504 | -11.1172
3002 | 24.6877 | -17.5415 |  |  | 40.8436 | -11.124
3003 | 24.6895 | -17.5396 |  |  | 40.8355 | -11.1319
3004 | 24.6613 | -17.5676 |  |  | 40.8039 | -11.1635
3005 | 24.6182 | -17.6106 |  |  | 40.7816 | -11.1856
3006 | 24.5953 | -17.6334 |  |  | 40.7616 | -11.2055
3007 | 24.5805 | -17.6481 |  |  | 40.7473 | -11.2196
3008 | 24.5488 | -17.6797 |  |  | 40.7206 | -11.2462
3009 | 24.5207 | -17.7077 |  |  | 40.6599 | -11.3068
3010 | 24.4677 | -17.7605 |  |  | 40.6361 | -11.3305
3011 | 24.4401 | -17.7881 |  |  | 40.6203 | -11.3461
3012 | 24.4041 | -17.8239 |  |  | 40.5315 | -11.4348
3013 | 24.3666 | -17.8613 |  |  | 40.5006 | -11.4657
3014 | 24.3099 | -17.9179 |  |  | 40.4514 | -11.5148
3015 | 24.2961 | -17.9316 |  |  | 40.4043 | -11.5618
3016 | 24.2339 | -17.9937 |  |  | 40.3427 | -11.6232
3017 | 24.1853 | -18.0421 |  |  | 40.3074 | -11.6584
3018 | 24.144 | -18.0833 |  |  | 40.2614 | -11.7042
3019 | 24.0887 | -18.1385 |  |  | 40.1815 | -11.784
3020 | 24.0557 | -18.1714 |  |  | 40.1557 | -11.8097
3021 | 23.9929 | -18.2341 |  |  | 40.1056 | -11.8597
3022 | 23.9568 | -18.2701 |  |  | 40.0753 | -11.8899
3023 | 23.8906 | -18.3362 |  |  | 39.9989 | -11.9661
3024 | 23.8573 | -18.3693 |  |  | 39.9755 | -11.9894
3025 | 23.8178 | -18.4087 |  |  | 39.9161 | -12.0487
3026 | 23.7761 | -18.4503 |  |  | 39.9007 | -12.0639
3027 | 23.735 | -18.4913 |  |  | 39.85 | -12.1145
3028 | 23.7148 | -18.5114 |  |  | 39.8202 | -12.1442
3029 | 23.6862 | -18.5399 |  |  | 39.7722 | -12.1922
3030 | 23.6633 | -18.5627 |  |  | 39.7632 | -12.201
3031 | 23.6491 | -18.5767 |  |  | 39.7194 | -12.2447
3032 | 23.6306 | -18.5951 |  |  | 39.7071 | -12.2568
3033 | 23.6217 | -18.604 |  |  | 39.6981 | -12.2657
3034 | 23.6107 | -18.6148 |  |  | 39.6864 | -12.2773
3035 | 23.6107 | -18.6147 |  |  | 39.6535 | -12.3101
3036 | 23.6079 | -18.6174 |  |  | 39.6723 | -12.2912
3037 | 23.6212 | -18.604 |  |  | 39.6968 | -12.2665
3038 | 23.6329 | -18.5921 |  |  | 39.6833 | -12.2799
3039 | 23.6504 | -18.5745 |  |  | 39.713 | -12.2502
3040 | 23.6738 | -18.551 |  |  | 39.7437 | -12.2193
3041 | 23.7067 | -18.5181 |  |  | 39.77 | -12.1929
3042 | 23.733 | -18.4916 |  |  | 39.7743 | -12.1884
3043 | 23.7758 | -18.4487 |  |  | 39.7978 | -12.1648
3044 | 23.8123 | -18.412 |  |  | 39.835 | -12.1275
3045 | 23.8723 | -18.3519 |  |  | 39.9254 | -12.037
3046 | 23.9246 | -18.2996 |  |  | 39.9421 | -12.0202
3047 | 23.9664 | -18.2576 |  |  | 40.0141 | -11.948
3048 | 24.0185 | -18.2054 |  |  | 40.0519 | -11.9101
3049 | 24.0595 | -18.1643 |  |  | 40.11 | -11.8519
3050 | 24.1234 | -18.1003 |  |  | 40.1715 | -11.7903
3051 | 24.188 | -18.0356 |  |  | 40.2268 | -11.7348
3052 | 24.2408 | -17.9827 |  |  | 40.2726 | -11.689
3053 | 24.2853 | -17.938 |  |  | 40.3435 | -11.6179
3054 | 24.3546 | -17.8687 |  |  | 40.3922 | -11.5691
3055 | 24.3927 | -17.8304 |  |  | 40.422 | -11.5392
3056 | 24.4581 | -17.7649 |  |  | 40.5039 | -11.4572
3057 | 24.5262 | -17.6967 |  |  | 40.5585 | -11.4025
3058 | 24.5555 | -17.6673 |  |  | 40.6127 | -11.3481
3059 | 24.6325 | -17.5902 |  |  | 40.6378 | -11.3229
3060 | 24.6788 | -17.5437 |  |  | 40.7001 | -11.2605
3061 | 24.717 | -17.5054 |  |  | 40.7316 | -11.2289
3062 | 24.7668 | -17.4555 |  |  | 40.7825 | -11.1778
3063 | 24.7991 | -17.4231 |  |  | 40.8214 | -11.1388
3064 | 24.8174 | -17.4047 |  |  | 40.8584 | -11.1018
3065 | 24.8525 | -17.3695 |  |  | 40.8788 | -11.0812
3066 | 24.8906 | -17.3312 |  |  | 40.9169 | -11.0429
3067 | 24.917 | -17.3048 |  |  | 40.9293 | -11.0305
3068 | 24.9367 | -17.285 |  |  | 40.9575 | -11.0022
3069 | 24.9545 | -17.2671 |  |  | 40.9694 | -10.9901
3070 | 24.9659 | -17.2555 |  |  | 40.9796 | -10.9798
3071 | 24.9756 | -17.2457 |  |  | 40.9836 | -10.9756
3072 | 24.9651 | -17.256 |  |  | 40.9948 | -10.9643
3073 | 24.9671 | -17.254 |  |  | 40.9884 | -10.9706
3074 | 24.976 | -17.245 |  |  | 40.982 | -10.9769
3075 | 24.9697 | -17.2511 |  |  | 40.9519 | -11.0069
3076 | 24.9527 | -17.268 |  |  | 40.9431 | -11.0156
3077 | 24.9351 | -17.2855 |  |  | 40.9265 | -11.032
3078 | 24.9069 | -17.3136 |  |  | 40.8808 | -11.0777
3079 | 24.887 | -17.3334 |  |  | 40.8683 | -11.09
3080 | 24.864 | -17.3562 |  |  | 40.845 | -11.1131
3081 | 24.8198 | -17.4003 |  |  | 40.7916 | -11.1664
3082 | 24.7867 | -17.4334 |  |  | 40.7501 | -11.2078
3083 | 24.7512 | -17.4687 |  |  | 40.7097 | -11.2481
3084 | 24.7232 | -17.4966 |  |  | 40.6531 | -11.3046
3085 | 24.6769 | -17.5428 |  |  | 40.6381 | -11.3194
3086 | 24.6391 | -17.5805 |  |  | 40.5837 | -11.3738
3087 | 24.589 | -17.6304 |  |  | 40.5257 | -11.4316
3088 | 24.5507 | -17.6687 |  |  | 40.4883 | -11.4689
3089 | 24.5221 | -17.6971 |  |  | 40.4705 | -11.4865
3090 | 24.4857 | -17.7334 |  |  | 40.3818 | -11.5752
3091 | 24.4349 | -17.7841 |  |  | 40.3228 | -11.634
3092 | 24.384 | -17.8349 |  |  | 40.2828 | -11.6739
3093 | 24.3417 | -17.877 |  |  | 40.2279 | -11.7287
3094 | 24.3007 | -17.9179 |  |  | 40.1636 | -11.7929
3095 | 24.2425 | -17.976 |  |  | 40.1331 | -11.8232
3096 | 24.2225 | -17.9959 |  |  | 40.0667 | -11.8896
3097 | 24.2047 | -18.0135 |  |  | 40.0441 | -11.912
3098 | 24.1517 | -18.0665 |  |  | 40.0117 | -11.9443
3099 | 24.1251 | -18.0929 |  |  | 39.9638 | -11.9921
3100 | 24.097 | -18.1209 |  |  | 39.9283 | -12.0275
3101 | 24.0686 | -18.1493 |  |  | 39.9121 | -12.0435
3102 | 24.0547 | -18.163 |  |  | 39.9178 | -12.0377
3103 | 24.0446 | -18.173 |  |  | 39.8857 | -12.0697
3104 | 24.039 | -18.1785 |  |  | 39.8664 | -12.0888
3105 | 24.045 | -18.1723 |  |  | 39.8675 | -12.0877
3106 | 24.0427 | -18.1746 |  |  | 39.8717 | -12.0833
3107 | 24.0389 | -18.1782 |  |  | 39.868 | -12.0869
3108 | 24.0476 | -18.1694 |  |  | 39.8769 | -12.0779
3109 | 24.0622 | -18.1547 |  |  | 39.8979 | -12.0568
3110 | 24.0776 | -18.1392 |  |  | 39.9119 | -12.0426
3111 | 24.0936 | -18.1231 |  |  | 39.9461 | -12.0083
3112 | 24.1338 | -18.0827 |  |  | 39.9827 | -11.9716
3113 | 24.1591 | -18.0573 |  |  | 40.0213 | -11.9329
3114 | 24.1948 | -18.0215 |  |  | 40.0444 | -11.9097
3115 | 24.2276 | -17.9886 |  |  | 40.0846 | -11.8694
3116 | 24.2628 | -17.9533 |  |  | 40.1264 | -11.8274
3117 | 24.3076 | -17.9084 |  |  | 40.1677 | -11.786
3118 | 24.3405 | -17.8753 |  |  | 40.2114 | -11.7421
3119 | 24.3926 | -17.8231 |  |  | 40.2518 | -11.7016
3120 | 24.4395 | -17.7761 |  |  | 40.3325 | -11.6209
3121 | 24.4828 | -17.7327 |  |  | 40.3625 | -11.5907
3122 | 24.5217 | -17.6937 |  |  | 40.4135 | -11.5396
3123 | 24.5649 | -17.6504 |  |  | 40.4593 | -11.4936
3124 | 24.5994 | -17.6158 |  |  | 40.5018 | -11.451
3125 | 24.6588 | -17.5562 |  |  | 40.5407 | -11.412
3126 | 24.6903 | -17.5246 |  |  | 40.5803 | -11.3723
3127 | 24.731 | -17.4838 |  |  | 40.6315 | -11.321
3128 | 24.7725 | -17.4422 |  |  | 40.6704 | -11.282
3129 | 24.8179 | -17.3967 |  |  | 40.7093 | -11.2429
3130 | 24.8545 | -17.3599 |  |  | 40.7539 | -11.1982
3131 | 24.8905 | -17.3239 |  |  | 40.7841 | -11.1679
3132 | 24.9207 | -17.2935 |  |  | 40.8036 | -11.1482
3133 | 24.9432 | -17.2709 |  |  | 40.8382 | -11.1135
3134 | 24.9886 | -17.2253 |  |  | 40.8612 | -11.0905
3135 | 25.0259 | -17.188 |  |  | 40.8777 | -11.0738
3136 | 25.0574 | -17.1563 |  |  | 40.8944 | -11.057
3137 | 25.0802 | -17.1335 |  |  | 40.9312 | -11.02
3138 | 25.108 | -17.1055 |  |  | 40.9465 | -11.0047
3139 | 25.1454 | -17.0681 |  |  | 41.0066 | -10.9445
3140 | 25.1702 | -17.0431 |  |  | 41.0233 | -10.9276
3141 | 25.1871 | -17.0261 |  |  | 41.0144 | -10.9364
3142 | 25.2355 | -16.9776 |  |  | 41.043 | -10.9077
3143 | 25.2564 | -16.9565 |  |  | 41.0806 | -10.8699
3144 | 25.2686 | -16.9442 |  |  | 41.0626 | -10.8878
3145 | 25.2925 | -16.9202 |  |  | 41.0875 | -10.8627
3146 | 25.3306 | -16.882 |  |  | 41.0984 | -10.8518
3147 | 25.34 | -16.8725 |  |  | 41.1247 | -10.8253
3148 | 25.359 | -16.8533 |  |  | 41.1275 | -10.8224
3149 | 25.3868 | -16.8254 |  |  | 41.1392 | -10.8106
3150 | 25.4022 | -16.81 |  |  | 41.1868 | -10.7628
3151 | 25.4344 | -16.7776 |  |  | 41.2029 | -10.7467
3152 | 25.4263 | -16.7856 |  |  | 41.1866 | -10.7628
3153 | 25.451 | -16.7607 |  |  | 41.1791 | -10.7702
3154 | 25.465 | -16.7467 |  |  | 41.1995 | -10.7496
3155 | 25.4891 | -16.7225 |  |  | 41.2163 | -10.7327
3156 | 25.4933 | -16.7181 |  |  | 41.205 | -10.7439
3157 | 25.5116 | -16.6997 |  |  | 41.2408 | -10.708
3158 | 25.4997 | -16.7114 |  |  | 41.2115 | -10.7372
3159 | 25.5136 | -16.6975 |  |  | 41.2173 | -10.7313
3160 | 25.5084 | -16.7026 |  |  | 41.2122 | -10.7363
3161 | 25.4983 | -16.7125 |  |  | 41.2207 | -10.7277
3162 | 25.508 | -16.7027 |  |  | 41.1725 | -10.7757
3163 | 25.4948 | -16.7158 |  |  | 41.1992 | -10.7489
3164 | 25.4915 | -16.719 |  |  | 41.1848 | -10.7632
3165 | 25.493 | -16.7173 |  |  | 41.1667 | -10.7811
3166 | 25.4743 | -16.7359 |  |  | 41.1393 | -10.8084
3167 | 25.4604 | -16.7497 |  |  | 41.1378 | -10.8098
3168 | 25.4346 | -16.7754 |  |  | 41.117 | -10.8305
3169 | 25.4127 | -16.7971 |  |  | 41.0958 | -10.8515
3170 | 25.3792 | -16.8306 |  |  | 41.0743 | -10.8729
3171 | 25.3644 | -16.8453 |  |  | 41.0416 | -10.9055
3172 | 25.3363 | -16.8732 |  |  | 40.9976 | -10.9494
3173 | 25.3098 | -16.8997 |  |  | 40.995 | -10.9518
3174 | 25.271 | -16.9383 |  |  | 40.9444 | -11.0023
3175 | 25.2338 | -16.9754 |  |  | 40.8989 | -11.0477
3176 | 25.1918 | -17.0173 |  |  | 40.8653 | -11.0812
3177 | 25.1596 | -17.0493 |  |  | 40.844 | -11.1024
3178 | 25.1334 | -17.0754 |  |  | 40.821 | -11.1253
3179 | 25.1069 | -17.1019 |  |  | 40.784 | -11.1621
3180 | 25.059 | -17.1496 |  |  | 40.7479 | -11.1981
3181 | 25.0309 | -17.1776 |  |  | 40.7199 | -11.226
3182 | 24.9661 | -17.2423 |  |  | 40.6778 | -11.268
3183 | 24.9242 | -17.2841 |  |  | 40.6175 | -11.3281
3184 | 24.8823 | -17.3258 |  |  | 40.5793 | -11.3662
3185 | 24.8526 | -17.3554 |  |  | 40.543 | -11.4024
3186 | 24.8098 | -17.3981 |  |  | 40.5142 | -11.4311
3187 | 24.7648 | -17.4429 |  |  | 40.4765 | -11.4686
3188 | 24.7411 | -17.4665 |  |  | 40.4528 | -11.4922
3189 | 24.7021 | -17.5055 |  |  | 40.4006 | -11.5443
3190 | 24.6714 | -17.5361 |  |  | 40.3696 | -11.5752
3191 | 24.6306 | -17.5767 |  |  | 40.3562 | -11.5884
3192 | 24.5885 | -17.6187 |  |  | 40.3215 | -11.623
3193 | 24.5619 | -17.6452 |  |  | 40.2803 | -11.6641
3194 | 24.521 | -17.6859 |  |  | 40.26 | -11.6843
3195 | 24.5175 | -17.6893 |  |  | 40.2219 | -11.7222
3196 | 24.4926 | -17.7141 |  |  | 40.2037 | -11.7403
3197 | 24.4672 | -17.7393 |  |  | 40.193 | -11.7509
3198 | 24.4393 | -17.7672 |  |  | 40.1805 | -11.7633
3199 | 24.4454 | -17.761 |  |  | 40.1714 | -11.7722
3200 | 24.4309 | -17.7753 |  |  | 40.1697 | -11.7738
3201 | 24.4397 | -17.7665 |  |  | 40.1645 | -11.7789
3202 | 24.4422 | -17.7638 |  |  | 40.1806 | -11.7627
3203 | 24.4423 | -17.7635 |  |  | 40.1812 | -11.762
3204 | 24.4632 | -17.7426 |  |  | 40.1869 | -11.7561
3205 | 24.5119 | -17.6937 |  |  | 40.2443 | -11.6987
3206 | 24.5251 | -17.6805 |  |  | 40.2565 | -11.6863
3207 | 24.5603 | -17.6452 |  |  | 40.291 | -11.6517
3208 | 24.6124 | -17.5929 |  |  | 40.3269 | -11.6157
3209 | 24.6504 | -17.5548 |  |  | 40.3434 | -11.599
3210 | 24.7069 | -17.4982 |  |  | 40.3921 | -11.5502
3211 | 24.7693 | -17.4356 |  |  | 40.4464 | -11.4958
3212 | 24.8096 | -17.3952 |  |  | 40.5014 | -11.4407
3213 | 24.8581 | -17.3466 |  |  | 40.5647 | -11.3772
3214 | 24.9477 | -17.2569 |  |  | 40.6155 | -11.3263
3215 | 25.0062 | -17.1982 |  |  | 40.6811 | -11.2606
3216 | 25.079 | -17.1254 |  |  | 40.745 | -11.1966
3217 | 25.1511 | -17.0531 |  |  | 40.8112 | -11.1302
3218 | 25.25 | -16.9541 |  |  | 40.8899 | -11.0514
3219 | 25.2992 | -16.9048 |  |  | 40.9585 | -10.9827
3220 | 25.3828 | -16.8211 |  |  | 41.0081 | -10.933
3221 | 25.4586 | -16.7452 |  |  | 41.097 | -10.8439
3222 | 25.551 | -16.6527 |  |  | 41.1567 | -10.7841
3223 | 25.5981 | -16.6054 |  |  | 41.2323 | -10.7084
3224 | 25.6834 | -16.5199 |  |  | 41.2893 | -10.6512
3225 | 25.7666 | -16.4367 |  |  | 41.3458 | -10.5946
3226 | 25.8247 | -16.3784 |  |  | 41.4149 | -10.5255
3227 | 25.868 | -16.3351 |  |  | 41.4633 | -10.4769
3228 | 25.9288 | -16.2741 |  |  | 41.5072 | -10.4328
3229 | 25.9777 | -16.2251 |  |  | 41.5655 | -10.3745
3230 | 26.0272 | -16.1755 |  |  | 41.6019 | -10.338
3231 | 26.0572 | -16.1453 |  |  | 41.6357 | -10.3041
3232 | 26.0743 | -16.1282 |  |  | 41.6779 | -10.2617
3233 | 26.0908 | -16.1115 |  |  | 41.6942 | -10.2453
3234 | 26.1245 | -16.0777 |  |  | 41.7197 | -10.2196
3235 | 26.1163 | -16.0858 |  |  | 41.6971 | -10.2422
3236 | 26.1271 | -16.0748 |  |  | 41.6915 | -10.2476
3237 | 26.1014 | -16.1005 |  |  | 41.6798 | -10.2592
3238 | 26.1019 | -16.0998 |  |  | 41.7045 | -10.2343
3239 | 26.0614 | -16.1402 |  |  | 41.6623 | -10.2765
3240 | 26.0235 | -16.178 |  |  | 41.6001 | -10.3385
3241 | 25.9817 | -16.2196 |  |  | 41.5455 | -10.393
3242 | 25.9253 | -16.276 |  |  | 41.4931 | -10.4453
3243 | 25.8713 | -16.3298 |  |  | 41.4518 | -10.4864
3244 | 25.808 | -16.3931 |  |  | 41.3665 | -10.5716
3245 | 25.7235 | -16.4774 |  |  | 41.2973 | -10.6407
3246 | 25.6504 | -16.5504 |  |  | 41.2126 | -10.7253
3247 | 25.5562 | -16.6444 |  |  | 41.1088 | -10.8289
3248 | 25.4556 | -16.7449 |  |  | 41.0131 | -10.9245
3249 | 25.3691 | -16.8313 |  |  | 40.9357 | -11.0018
3250 | 25.2553 | -16.945 |  |  | 40.851 | -11.0864
3251 | 25.1668 | -17.0334 |  |  | 40.7355 | -11.2018
3252 | 25.0639 | -17.1361 |  |  | 40.6288 | -11.3083
3253 | 24.9542 | -17.2457 |  |  | 40.5478 | -11.3892
3254 | 24.8634 | -17.3364 |  |  | 40.4317 | -11.5052
3255 | 24.7332 | -17.4664 |  |  | 40.3148 | -11.6219
3256 | 24.6853 | -17.5143 |  |  | 40.2533 | -11.6833
3257 | 24.5874 | -17.612 |  |  | 40.1495 | -11.787
3258 | 24.5042 | -17.6951 |  |  | 40.0737 | -11.8627
3259 | 24.4365 | -17.7628 |  |  | 40.0132 | -11.923
3260 | 24.3738 | -17.8253 |  |  | 39.9223 | -12.0138
3261 | 24.3222 | -17.8768 |  |  | 39.8718 | -12.0642
3262 | 24.2604 | -17.9385 |  |  | 39.8313 | -12.1046
3263 | 24.2034 | -17.9954 |  |  | 39.7704 | -12.1654
3264 | 24.1609 | -18.0377 |  |  | 39.7318 | -12.2038
3265 | 24.1176 | -18.0809 |  |  | 39.6724 | -12.2631
3266 | 24.1021 | -18.0963 |  |  | 39.6706 | -12.2648
3267 | 24.0936 | -18.1047 |  |  | 39.6715 | -12.2637
3268 | 24.092 | -18.1061 |  |  | 39.6409 | -12.2942
3269 | 24.0948 | -18.1032 |  |  | 39.6569 | -12.2781
3270 | 24.1021 | -18.0958 |  |  | 39.6847 | -12.2502
3271 | 24.1321 | -18.0657 |  |  | 39.6915 | -12.2433
3272 | 24.1775 | -18.0202 |  |  | 39.7154 | -12.2193
3273 | 24.1872 | -18.0104 |  |  | 39.7608 | -12.1738
3274 | 24.2383 | -17.9591 |  |  | 39.782 | -12.1524
3275 | 24.3196 | -17.8777 |  |  | 39.8692 | -12.0651
3276 | 24.3733 | -17.8238 |  |  | 39.9214 | -12.0127
3277 | 24.4393 | -17.7577 |  |  | 39.9786 | -11.9554
3278 | 24.4951 | -17.7018 |  |  | 40.0264 | -11.9074
3279 | 24.5538 | -17.643 |  |  | 40.0983 | -11.8354
3280 | 24.6331 | -17.5636 |  |  | 40.1841 | -11.7495
3281 | 24.7057 | -17.4909 |  |  | 40.2623 | -11.6712
3282 | 24.8078 | -17.3886 |  |  | 40.3487 | -11.5847
3283 | 24.8974 | -17.2989 |  |  | 40.4292 | -11.5041
3284 | 24.9833 | -17.2129 |  |  | 40.5111 | -11.422
3285 | 25.0772 | -17.1189 |  |  | 40.5921 | -11.3409
3286 | 25.1442 | -17.0518 |  |  | 40.6661 | -11.2668
3287 | 25.2646 | -16.9313 |  |  | 40.7913 | -11.1415
3288 | 25.3357 | -16.86 |  |  | 40.8463 | -11.0863
3289 | 25.4231 | -16.7725 |  |  | 40.9401 | -10.9924
3290 | 25.5008 | -16.6947 |  |  | 41.016 | -10.9164
3291 | 25.566 | -16.6293 |  |  | 41.0841 | -10.8482
3292 | 25.6456 | -16.5497 |  |  | 41.1686 | -10.7636
3293 | 25.7008 | -16.4943 |  |  | 41.2212 | -10.7108
3294 | 25.7467 | -16.4483 |  |  | 41.2609 | -10.671
3295 | 25.7882 | -16.4067 |  |  | 41.302 | -10.6298
3296 | 25.8348 | -16.36 |  |  | 41.3166 | -10.6151
3297 | 25.8868 | -16.3078 |  |  | 41.376 | -10.5555
3298 | 25.9093 | -16.2852 |  |  | 41.3983 | -10.533
3299 | 25.9323 | -16.2621 |  |  | 41.4091 | -10.5222
3300 | 25.9218 | -16.2725 |  |  | 41.4043 | -10.5269
3301 | 25.9283 | -16.2658 |  |  | 41.4041 | -10.5269
3302 | 25.9057 | -16.2883 |  |  | 41.3658 | -10.565
3303 | 25.8898 | -16.3041 |  |  | 41.3501 | -10.5807
3304 | 25.8338 | -16.36 |  |  | 41.2957 | -10.6349
3305 | 25.7932 | -16.4004 |  |  | 41.227 | -10.7035
3306 | 25.7365 | -16.457 |  |  | 41.1867 | -10.7437
3307 | 25.6475 | -16.5459 |  |  | 41.0851 | -10.8452
3308 | 25.575 | -16.6183 |  |  | 41.0307 | -10.8995
3309 | 25.5098 | -16.6834 |  |  | 40.9524 | -10.9777
3310 | 25.4155 | -16.7776 |  |  | 40.8713 | -11.0586
3311 | 25.308 | -16.8849 |  |  | 40.7383 | -11.1914
3312 | 25.2366 | -16.9563 |  |  | 40.661 | -11.2687
3313 | 25.1416 | -17.0511 |  |  | 40.552 | -11.3775
3314 | 24.9999 | -17.1927 |  |  | 40.4236 | -11.5058
3315 | 24.898 | -17.2944 |  |  | 40.3379 | -11.5913
3316 | 24.7715 | -17.4209 |  |  | 40.1857 | -11.7434
3317 | 24.6843 | -17.5079 |  |  | 40.0989 | -11.8301
3318 | 24.5929 | -17.5992 |  |  | 39.9964 | -11.9325
3319 | 24.4527 | -17.7392 |  |  | 39.8753 | -12.0535
3320 | 24.3783 | -17.8135 |  |  | 39.7946 | -12.134
3321 | 24.29 | -17.9017 |  |  | 39.7152 | -12.2133
3322 | 24.1822 | -18.0094 |  |  | 39.6055 | -12.3228
3323 | 24.1082 | -18.0833 |  |  | 39.5236 | -12.4047
3324 | 24.0193 | -18.1721 |  |  | 39.4421 | -12.486
3325 | 23.9653 | -18.2259 |  |  | 39.3869 | -12.5411
3326 | 23.92 | -18.2712 |  |  | 39.3462 | -12.5817
3327 | 23.8665 | -18.3245 |  |  | 39.301 | -12.6268
3328 | 23.8207 | -18.3701 |  |  | 39.2495 | -12.6781
3329 | 23.8016 | -18.3892 |  |  | 39.2371 | -12.6904
3330 | 23.7948 | -18.3958 |  |  | 39.2162 | -12.7112
3331 | 23.8151 | -18.3754 |  |  | 39.2365 | -12.6907
3332 | 23.8203 | -18.3701 |  |  | 39.234 | -12.6932
3333 | 23.8687 | -18.3216 |  |  | 39.3005 | -12.6265
3334 | 23.8891 | -18.301 |  |  | 39.3068 | -12.6201
3335 | 23.9104 | -18.2796 |  |  | 39.3538 | -12.573
3336 | 23.9984 | -18.1915 |  |  | 39.433 | -12.4936
3337 | 24.0387 | -18.1511 |  |  | 39.4653 | -12.4613
3338 | 24.1129 | -18.0767 |  |  | 39.5574 | -12.369
3339 | 24.1842 | -18.0054 |  |  | 39.6202 | -12.306
3340 | 24.3123 | -17.8771 |  |  | 39.7421 | -12.1841
3341 | 24.4088 | -17.7805 |  |  | 39.797 | -12.129
3342 | 24.5212 | -17.668 |  |  | 39.9321 | -11.9937
3343 | 24.6164 | -17.5726 |  |  | 40.012 | -11.9137
3344 | 24.7409 | -17.448 |  |  | 40.1464 | -11.7793
3345 | 24.8677 | -17.3211 |  |  | 40.2704 | -11.6551
3346 | 24.9647 | -17.224 |  |  | 40.3786 | -11.5468
3347 | 25.1084 | -17.0801 |  |  | 40.4813 | -11.4439
3348 | 25.1976 | -16.9909 |  |  | 40.573 | -11.3521
3349 | 25.3276 | -16.8607 |  |  | 40.6946 | -11.2304
3350 | 25.423 | -16.7652 |  |  | 40.81 | -11.1149
3351 | 25.5556 | -16.6325 |  |  | 40.9251 | -10.9996
3352 | 25.6728 | -16.5152 |  |  | 41.0692 | -10.8554
3353 | 25.7506 | -16.4373 |  |  | 41.1285 | -10.796
3354 | 25.8628 | -16.3249 |  |  | 41.2379 | -10.6865
3355 | 25.9334 | -16.2542 |  |  | 41.3279 | -10.5964
3356 | 26.0258 | -16.1616 |  |  | 41.4271 | -10.497
3357 | 26.1229 | -16.0645 |  |  | 41.506 | -10.418
3358 | 26.1771 | -16.0101 |  |  | 41.5668 | -10.3571
3359 | 26.2504 | -15.9367 |  |  | 41.6299 | -10.2938
3360 | 26.3079 | -15.8791 |  |  | 41.6964 | -10.2272
3361 | 26.3266 | -15.8603 |  |  | 41.7282 | -10.1953
3362 | 26.3803 | -15.8064 |  |  | 41.7881 | -10.1353
3363 | 26.4047 | -15.7819 |  |  | 41.7788 | -10.1445
3364 | 26.4307 | -15.7558 |  |  | 41.7948 | -10.1283
3365 | 26.4388 | -15.7476 |  |  | 41.8108 | -10.1122
3366 | 26.4306 | -15.7556 |  |  | 41.8276 | -10.0953
3367 | 26.4305 | -15.7556 |  |  | 41.8106 | -10.1122
3368 | 26.3958 | -15.7902 |  |  | 41.7693 | -10.1533
3369 | 26.3751 | -15.8108 |  |  | 41.7363 | -10.1861
3370 | 26.3492 | -15.8365 |  |  | 41.711 | -10.2114
3371 | 26.2918 | -15.8938 |  |  | 41.6766 | -10.2457
3372 | 26.2409 | -15.9446 |  |  | 41.5966 | -10.3255
3373 | 26.1741 | -16.0113 |  |  | 41.5239 | -10.398
3374 | 26.1252 | -16.0601 |  |  | 41.4612 | -10.4606
3375 | 26.0332 | -16.1519 |  |  | 41.4009 | -10.5208
3376 | 25.95 | -16.235 |  |  | 41.2919 | -10.6297
3377 | 25.8587 | -16.3261 |  |  | 41.2142 | -10.7072
3378 | 25.7851 | -16.3997 |  |  | 41.1334 | -10.788
3379 | 25.6862 | -16.4984 |  |  | 41.0239 | -10.8973
3380 | 25.5819 | -16.6026 |  |  | 40.9305 | -10.9906
3381 | 25.46 | -16.7244 |  |  | 40.8045 | -11.1164
3382 | 25.3589 | -16.8254 |  |  | 40.6861 | -11.2348
3383 | 25.2783 | -16.9059 |  |  | 40.6219 | -11.2988
3384 | 25.157 | -17.027 |  |  | 40.4998 | -11.4208
3385 | 25.0377 | -17.1462 |  |  | 40.3955 | -11.525
3386 | 24.9717 | -17.2121 |  |  | 40.3225 | -11.5978
3387 | 24.8363 | -17.3474 |  |  | 40.2017 | -11.7185
3388 | 24.7222 | -17.4613 |  |  | 40.0765 | -11.8436
3389 | 24.642 | -17.5414 |  |  | 40 | -11.92
3390 | 24.5345 | -17.6488 |  |  | 39.894 | -12.0258
3391 | 24.4604 | -17.7228 |  |  | 39.8127 | -12.107
3392 | 24.3707 | -17.8123 |  |  | 39.7338 | -12.1858
3393 | 24.2871 | -17.8958 |  |  | 39.6333 | -12.2861
3394 | 24.2399 | -17.9429 |  |  | 39.5964 | -12.323
3395 | 24.1756 | -18.0071 |  |  | 39.534 | -12.3852
3396 | 24.1323 | -18.0503 |  |  | 39.5141 | -12.405
3397 | 24.0866 | -18.0958 |  |  | 39.4497 | -12.4693
3398 | 24.0556 | -18.1267 |  |  | 39.4131 | -12.5057
3399 | 24.0407 | -18.1414 |  |  | 39.3972 | -12.5215
3400 | 24.0377 | -18.1444 |  |  | 39.3926 | -12.5259
3401 | 24.0286 | -18.1533 |  |  | 39.3652 | -12.5532
3402 | 24.0418 | -18.14 |  |  | 39.366 | -12.5523
3403 | 24.063 | -18.1187 |  |  | 39.393 | -12.5251
3404 | 24.0908 | -18.0907 |  |  | 39.4209 | -12.4972
3405 | 24.1296 | -18.0518 |  |  | 39.4398 | -12.4781
3406 | 24.1756 | -18.0057 |  |  | 39.506 | -12.4118
3407 | 24.2402 | -17.941 |  |  | 39.5644 | -12.3533
3408 | 24.306 | -17.875 |  |  | 39.6291 | -12.2884
3409 | 24.3862 | -17.7947 |  |  | 39.7075 | -12.2099
3410 | 24.4731 | -17.7077 |  |  | 39.8229 | -12.0943
3411 | 24.5314 | -17.6493 |  |  | 39.8464 | -12.0708
3412 | 24.6383 | -17.5423 |  |  | 39.9584 | -11.9586
3413 | 24.746 | -17.4345 |  |  | 40.0725 | -11.8444
3414 | 24.8556 | -17.3247 |  |  | 40.1702 | -11.7466
3415 | 24.9416 | -17.2386 |  |  | 40.2664 | -11.6503
3416 | 25.0532 | -17.1269 |  |  | 40.3928 | -11.5237
3417 | 25.1641 | -17.0159 |  |  | 40.472 | -11.4444
3418 | 25.2683 | -16.9115 |  |  | 40.5851 | -11.3311
3419 | 25.3513 | -16.8284 |  |  | 40.6972 | -11.2189
3420 | 25.4659 | -16.7137 |  |  | 40.802 | -11.114
3421 | 25.5723 | -16.6071 |  |  | 40.9111 | -11.0048
3422 | 25.6884 | -16.4909 |  |  | 41.0066 | -10.9092
3423 | 25.767 | -16.4122 |  |  | 41.0788 | -10.8368
3424 | 25.8536 | -16.3255 |  |  | 41.162 | -10.7535
3425 | 25.941 | -16.2379 |  |  | 41.2775 | -10.6378
3426 | 26.0379 | -16.1409 |  |  | 41.362 | -10.5533
3427 | 26.1106 | -16.0681 |  |  | 41.4383 | -10.4768
3428 | 26.1516 | -16.0269 |  |  | 41.4651 | -10.4499
3429 | 26.2426 | -15.9358 |  |  | 41.5638 | -10.3511
3430 | 26.3013 | -15.877 |  |  | 41.6207 | -10.294
3431 | 26.3512 | -15.827 |  |  | 41.6818 | -10.2328
3432 | 26.4128 | -15.7652 |  |  | 41.698 | -10.2165
3433 | 26.4422 | -15.7357 |  |  | 41.7614 | -10.1529
3434 | 26.4781 | -15.6997 |  |  | 41.7869 | -10.1274
3435 | 26.5026 | -15.6751 |  |  | 41.8519 | -10.0622
3436 | 26.5204 | -15.6571 |  |  | 41.8591 | -10.0549
3437 | 26.5299 | -15.6476 |  |  | 41.8429 | -10.071
3438 | 26.5547 | -15.6226 |  |  | 41.867 | -10.0467
3439 | 26.5642 | -15.613 |  |  | 41.8588 | -10.0548
3440 | 26.5604 | -15.6167 |  |  | 41.8455 | -10.068
3441 | 26.5602 | -15.6167 |  |  | 41.843 | -10.0703
3442 | 26.5406 | -15.6362 |  |  | 41.8321 | -10.0811
3443 | 26.5206 | -15.6561 |  |  | 41.7995 | -10.1135
3444 | 26.4871 | -15.6894 |  |  | 41.7582 | -10.1548
3445 | 26.4649 | -15.7115 |  |  | 41.75 | -10.1628
3446 | 26.4258 | -15.7505 |  |  | 41.7256 | -10.1871
3447 | 26.3867 | -15.7895 |  |  | 41.6762 | -10.2364
3448 | 26.345 | -15.8311 |  |  | 41.618 | -10.2944
3449 | 26.2887 | -15.8872 |  |  | 41.5473 | -10.365
3450 | 26.24 | -15.9358 |  |  | 41.522 | -10.3902
3451 | 26.1723 | -16.0034 |  |  | 41.4344 | -10.4776
3452 | 26.1052 | -16.0703 |  |  | 41.3564 | -10.5555
3453 | 26.0647 | -16.1107 |  |  | 41.302 | -10.6098
3454 | 25.9924 | -16.1829 |  |  | 41.2475 | -10.6642
3455 | 25.9166 | -16.2585 |  |  | 41.1561 | -10.7555
3456 | 25.8537 | -16.3214 |  |  | 41.1258 | -10.7857
3457 | 25.7804 | -16.3946 |  |  | 41.0213 | -10.89
3458 | 25.6935 | -16.4813 |  |  | 40.9616 | -10.9496
3459 | 25.6235 | -16.5512 |  |  | 40.8738 | -11.0373
3460 | 25.5381 | -16.6365 |  |  | 40.7706 | -11.1403
3461 | 25.4696 | -16.7048 |  |  | 40.6763 | -11.2345
3462 | 25.3865 | -16.7878 |  |  | 40.6089 | -11.3017
3463 | 25.2973 | -16.8769 |  |  | 40.5475 | -11.363
3464 | 25.2383 | -16.9357 |  |  | 40.4778 | -11.4326
3465 | 25.1442 | -17.0298 |  |  | 40.3835 | -11.5268
3466 | 25.0734 | -17.1004 |  |  | 40.2974 | -11.6127
3467 | 25.0044 | -17.1692 |  |  | 40.2311 | -11.6789
3468 | 24.9408 | -17.2327 |  |  | 40.1808 | -11.729
3469 | 24.8915 | -17.282 |  |  | 40.1154 | -11.7943
3470 | 24.8524 | -17.3209 |  |  | 40.0851 | -11.8245
3471 | 24.7971 | -17.3761 |  |  | 40.0088 | -11.9007
3472 | 24.7587 | -17.4144 |  |  | 39.9847 | -11.9247
3473 | 24.7214 | -17.4515 |  |  | 39.9138 | -11.9955
3474 | 24.6975 | -17.4753 |  |  | 39.9171 | -11.992
3475 | 24.6716 | -17.5011 |  |  | 39.8926 | -12.0164
3476 | 24.6468 | -17.5258 |  |  | 39.858 | -12.0509
3477 | 24.6244 | -17.5481 |  |  | 39.849 | -12.0598
3478 | 24.6279 | -17.5444 |  |  | 39.84 | -12.0686
3479 | 24.6277 | -17.5445 |  |  | 39.8524 | -12.0561
3480 | 24.6342 | -17.5379 |  |  | 39.8655 | -12.0429
3481 | 24.6341 | -17.5378 |  |  | 39.8581 | -12.0501
3482 | 24.6627 | -17.5091 |  |  | 39.8924 | -12.0157
3483 | 24.6897 | -17.482 |  |  | 39.8989 | -12.009
3484 | 24.7241 | -17.4474 |  |  | 39.9628 | -11.9451
3485 | 24.7586 | -17.4128 |  |  | 39.9951 | -11.9126
3486 | 24.8136 | -17.3577 |  |  | 40.0345 | -11.873
3487 | 24.8473 | -17.3239 |  |  | 40.0656 | -11.8419
3488 | 24.8996 | -17.2714 |  |  | 40.1282 | -11.7791
3489 | 24.936 | -17.2349 |  |  | 40.1481 | -11.759
3490 | 24.9918 | -17.179 |  |  | 40.2399 | -11.6671
3491 | 25.0409 | -17.1298 |  |  | 40.2861 | -11.6208
3492 | 25.086 | -17.0845 |  |  | 40.3316 | -11.5752
3493 | 25.1539 | -17.0166 |  |  | 40.3928 | -11.5138
3494 | 25.2037 | -16.9666 |  |  | 40.4717 | -11.4349
3495 | 25.2609 | -16.9092 |  |  | 40.5189 | -11.3875
3496 | 25.3042 | -16.8658 |  |  | 40.5516 | -11.3547
3497 | 25.3535 | -16.8165 |  |  | 40.6061 | -11.3
3498 | 25.4309 | -16.7389 |  |  | 40.6636 | -11.2424
3499 | 25.4651 | -16.7046 |  |  | 40.7231 | -11.1828
3500 | 25.5184 | -16.6512 |  |  | 40.7452 | -11.1606
3501 | 25.5701 | -16.5993 |  |  | 40.7929 | -11.1128
3502 | 25.6233 | -16.546 |  |  | 40.8339 | -11.0716
3503 | 25.6526 | -16.5166 |  |  | 40.8752 | -11.0302
3504 | 25.6921 | -16.4769 |  |  | 40.9344 | -10.9709
3505 | 25.7302 | -16.4387 |  |  | 40.9475 | -10.9577
3506 | 25.7537 | -16.4151 |  |  | 40.9767 | -10.9283
3507 | 25.7698 | -16.3989 |  |  | 40.9964 | -10.9085
3508 | 25.8004 | -16.3681 |  |  | 41.0345 | -10.8702
3509 | 25.8238 | -16.3446 |  |  | 41.0257 | -10.8789
3510 | 25.8399 | -16.3284 |  |  | 41.0557 | -10.8488
3511 | 25.839 | -16.3291 |  |  | 41.054 | -10.8503
3512 | 25.8544 | -16.3136 |  |  | 41.0693 | -10.8349
3513 | 25.8542 | -16.3137 |  |  | 41.0766 | -10.8275
3514 | 25.8535 | -16.3142 |  |  | 41.0538 | -10.8502
3515 | 25.8478 | -16.3199 |  |  | 41.0687 | -10.8351
3516 | 25.8538 | -16.3137 |  |  | 41.0568 | -10.847
3517 | 25.8536 | -16.3137 |  |  | 41.0339 | -10.8697
3518 | 25.8381 | -16.3291 |  |  | 41.0156 | -10.8878
3519 | 25.8108 | -16.3564 |  |  | 41.0243 | -10.879
3520 | 25.8091 | -16.3579 |  |  | 40.9947 | -10.9084
3521 | 25.7664 | -16.4004 |  |  | 40.9432 | -10.9599
3522 | 25.7589 | -16.4078 |  |  | 40.9357 | -10.9672
3523 | 25.7126 | -16.454 |  |  | 40.8785 | -11.0243
3524 | 25.6734 | -16.493 |  |  | 40.8414 | -11.0613
3525 | 25.6504 | -16.5159 |  |  | 40.8156 | -11.087
3526 | 25.6057 | -16.5606 |  |  | 40.7674 | -11.135
3527 | 25.5591 | -16.607 |  |  | 40.7233 | -11.179
3528 | 25.5302 | -16.6357 |  |  | 40.7195 | -11.1827
3529 | 25.4779 | -16.6879 |  |  | 40.6224 | -11.2797
3530 | 25.4403 | -16.7254 |  |  | 40.6043 | -11.2976
3531 | 25.3822 | -16.7834 |  |  | 40.5492 | -11.3525
3532 | 25.3459 | -16.8195 |  |  | 40.5087 | -11.3929
3533 | 25.3032 | -16.8622 |  |  | 40.4564 | -11.4451
3534 | 25.2739 | -16.8913 |  |  | 40.4367 | -11.4647
3535 | 25.2191 | -16.946 |  |  | 40.3731 | -11.5282
3536 | 25.1837 | -16.9813 |  |  | 40.3167 | -11.5844
3537 | 25.127 | -17.0378 |  |  | 40.2749 | -11.6261
3538 | 25.093 | -17.0717 |  |  | 40.2514 | -11.6495
3539 | 25.0465 | -17.1181 |  |  | 40.2013 | -11.6995
3540 | 25.0112 | -17.1532 |  |  | 40.1702 | -11.7304
3541 | 24.9758 | -17.1885 |  |  | 40.1319 | -11.7686
3542 | 24.9495 | -17.2147 |  |  | 40.0678 | -11.8326
3543 | 24.9159 | -17.2482 |  |  | 40.0714 | -11.8288
3544 | 24.8923 | -17.2716 |  |  | 40.0444 | -11.8556
3545 | 24.8673 | -17.2965 |  |  | 40.0058 | -11.8941
3546 | 24.8537 | -17.31 |  |  | 39.9992 | -11.9007
3547 | 24.8322 | -17.3314 |  |  | 39.9848 | -11.9149
3548 | 24.8181 | -17.3453 |  |  | 39.9599 | -11.9397
3549 | 24.7957 | -17.3676 |  |  | 39.9559 | -11.9435
3550 | 24.7937 | -17.3695 |  |  | 39.9667 | -11.9326
3551 | 24.7984 | -17.3647 |  |  | 39.971 | -11.9281
3552 | 24.7891 | -17.3738 |  |  | 39.9737 | -11.9254
3553 | 24.807 | -17.3557 |  |  | 39.9762 | -11.9227
3554 | 24.805 | -17.3577 |  |  | 40 | -11.8988
3555 | 24.8121 | -17.3505 |  |  | 40.0013 | -11.8973
3556 | 24.8319 | -17.3305 |  |  | 40.0152 | -11.8833
3557 | 24.8545 | -17.3077 |  |  | 40.0423 | -11.8561
3558 | 24.8662 | -17.2959 |  |  | 40.0635 | -11.8348
3559 | 24.897 | -17.2651 |  |  | 40.0956 | -11.8025
3560 | 24.9211 | -17.2408 |  |  | 40.1242 | -11.7738
3561 | 24.9663 | -17.1955 |  |  | 40.1705 | -11.7273
3562 | 24.9816 | -17.18 |  |  | 40.1977 | -11.7
3563 | 25.0075 | -17.154 |  |  | 40.2015 | -11.6961
3564 | 25.0522 | -17.1092 |  |  | 40.2458 | -11.6517
3565 | 25.0705 | -17.0908 |  |  | 40.2956 | -11.6017
3566 | 25.1144 | -17.0467 |  |  | 40.327 | -11.5703
3567 | 25.1643 | -16.9967 |  |  | 40.3726 | -11.5245
3568 | 25.1899 | -16.971 |  |  | 40.4126 | -11.4844
3569 | 25.2285 | -16.9323 |  |  | 40.4512 | -11.4457
3570 | 25.2689 | -16.8918 |  |  | 40.5098 | -11.3869
3571 | 25.3423 | -16.8181 |  |  | 40.5477 | -11.3488
3572 | 25.3672 | -16.7931 |  |  | 40.6225 | -11.274
3573 | 25.4209 | -16.7393 |  |  | 40.6417 | -11.2546
3574 | 25.5104 | -16.6497 |  |  | 40.7906 | -11.1055
3575 | 25.5573 | -16.6026 |  |  | 40.834 | -11.0621
3576 | 25.5695 | -16.5903 |  |  | 40.8398 | -11.0561
3577 | 25.6329 | -16.5268 |  |  | 40.8883 | -11.0075
3578 | 25.6569 | -16.5027 |  |  | 40.9255 | -10.9702
3579 | 25.6988 | -16.4607 |  |  | 40.9564 | -10.9392
3580 | 25.7258 | -16.4335 |  |  | 41.0025 | -10.8929
3581 | 25.7537 | -16.4055 |  |  | 41.0257 | -10.8695
3582 | 25.809 | -16.3501 |  |  | 41.0676 | -10.8275
3583 | 25.8305 | -16.3284 |  |  | 41.0812 | -10.8138
3584 | 25.8721 | -16.2867 |  |  | 41.1276 | -10.7673
3585 | 25.9001 | -16.2585 |  |  | 41.1562 | -10.7386
3586 | 25.913 | -16.2456 |  |  | 41.1693 | -10.7253
3587 | 25.8969 | -16.2615 |  |  | 41.0374 | -10.8571
3588 | 25.9108 | -16.2475 |  |  | 41.0749 | -10.8194
3589 | 25.9319 | -16.2262 |  |  | 41.0814 | -10.8129
3590 | 25.9326 | -16.2255 |  |  | 41.0754 | -10.8187
3591 | 25.9457 | -16.2122 |  |  | 41.0966 | -10.7974
3592 | 25.9674 | -16.1904 |  |  | 41.1337 | -10.7601
3593 | 25.955 | -16.2027 |  |  | 41.102 | -10.7917
3594 | 25.9519 | -16.2056 |  |  | 41.0918 | -10.8018
3595 | 25.9467 | -16.2107 |  |  | 41.0967 | -10.7967
3596 | 25.9392 | -16.2181 |  |  | 41.0694 | -10.8239
3597 | 25.9239 | -16.2332 |  |  | 41.0311 | -10.862
3598 | 25.8926 | -16.2644 |  |  | 41.0001 | -10.893
3599 | 25.87 | -16.2869 |  |  | 41.0021 | -10.8908
3600 | 25.8476 | -16.3092 |  |  | 40.9484 | -10.9444
3601 | 25.8283 | -16.3283 |  |  | 40.9314 | -10.9613
3602 | 25.7942 | -16.3623 |  |  | 40.8956 | -10.997
3603 | 25.7633 | -16.3931 |  |  | 40.8898 | -11.0025
3604 | 25.7109 | -16.4453 |  |  | 40.8043 | -11.088
3605 | 25.6667 | -16.4894 |  |  | 40.7607 | -11.1314
3606 | 25.6291 | -16.5269 |  |  | 40.7203 | -11.1717
3607 | 25.5694 | -16.5865 |  |  | 40.6522 | -11.2397
3608 | 25.5318 | -16.6239 |  |  | 40.6114 | -11.2804
3609 | 25.4655 | -16.6901 |  |  | 40.5569 | -11.3347
3610 | 25.4176 | -16.7378 |  |  | 40.5201 | -11.3713
3611 | 25.3549 | -16.8005 |  |  | 40.4562 | -11.4351
3612 | 25.2806 | -16.8746 |  |  | 40.3828 | -11.5084
3613 | 25.2282 | -16.9268 |  |  | 40.3309 | -11.5602
3614 | 25.1659 | -16.989 |  |  | 40.2677 | -11.6232
3615 | 25.101 | -17.0538 |  |  | 40.1971 | -11.6937
3616 | 25.0568 | -17.0979 |  |  | 40.1618 | -11.7289
3617 | 24.9968 | -17.1577 |  |  | 40.1145 | -11.7761
3618 | 24.9372 | -17.2172 |  |  | 40.0722 | -11.8183
3619 | 24.8892 | -17.265 |  |  | 40.0136 | -11.8767
3620 | 24.8343 | -17.3199 |  |  | 39.9794 | -11.9108
3621 | 24.7942 | -17.3598 |  |  | 39.959 | -11.931
3622 | 24.7661 | -17.3878 |  |  | 39.9166 | -11.9733
3623 | 24.7233 | -17.4305 |  |  | 39.8733 | -12.0165
3624 | 24.7103 | -17.4433 |  |  | 39.8792 | -12.0104
3625 | 24.6752 | -17.4783 |  |  | 39.8438 | -12.0457
3626 | 24.6487 | -17.5047 |  |  | 39.8546 | -12.0347
3627 | 24.6501 | -17.5032 |  |  | 39.8582 | -12.0311
3628 | 24.6455 | -17.5076 |  |  | 39.8534 | -12.0358
3629 | 24.6666 | -17.4864 |  |  | 39.8917 | -11.9973
3630 | 24.6814 | -17.4715 |  |  | 39.9095 | -11.9793
3631 | 24.6928 | -17.4599 |  |  | 39.9375 | -11.9512
3632 | 24.7177 | -17.4349 |  |  | 39.9662 | -11.9224
3633 | 24.7555 | -17.397 |  |  | 40.0217 | -11.8667
3634 | 24.7814 | -17.3709 |  |  | 40.0356 | -11.8528
3635 | 24.8333 | -17.3189 |  |  | 40.1131 | -11.7751
3636 | 24.8907 | -17.2614 |  |  | 40.1636 | -11.7244
3637 | 24.9356 | -17.2164 |  |  | 40.2048 | -11.6831
3638 | 24.9988 | -17.153 |  |  | 40.2881 | -11.5997
3639 | 25.0623 | -17.0893 |  |  | 40.3489 | -11.5387
3640 | 25.1306 | -17.021 |  |  | 40.4219 | -11.4657
3641 | 25.1847 | -16.9667 |  |  | 40.4838 | -11.4035
3642 | 25.259 | -16.8923 |  |  | 40.5655 | -11.3218
3643 | 25.3404 | -16.8107 |  |  | 40.6574 | -11.2297
3644 | 25.4131 | -16.7379 |  |  | 40.7257 | -11.1613
3645 | 25.5093 | -16.6416 |  |  | 40.8005 | -11.0863
3646 | 25.5599 | -16.5909 |  |  | 40.8625 | -11.0243
3647 | 25.6455 | -16.5051 |  |  | 40.932 | -10.9546
3648 | 25.7104 | -16.4401 |  |  | 41.0031 | -10.8833
3649 | 25.8021 | -16.3483 |  |  | 41.0974 | -10.789
3650 | 25.8444 | -16.3059 |  |  | 41.1464 | -10.7399
3651 | 25.9378 | -16.2123 |  |  | 41.2019 | -10.6842
3652 | 26.0098 | -16.1402 |  |  | 41.2918 | -10.5941
3653 | 26.0765 | -16.0733 |  |  | 41.3597 | -10.5261
3654 | 26.1486 | -16.0011 |  |  | 41.4038 | -10.4819
3655 | 26.2115 | -15.9381 |  |  | 41.4537 | -10.4318
3656 | 26.2274 | -15.922 |  |  | 41.4976 | -10.3879
3657 | 26.2922 | -15.8571 |  |  | 41.5408 | -10.3445
3658 | 26.3458 | -15.8034 |  |  | 41.5892 | -10.296
3659 | 26.3855 | -15.7635 |  |  | 41.6073 | -10.2777
3660 | 26.4226 | -15.7263 |  |  | 41.6515 | -10.2334
3661 | 26.4409 | -15.7079 |  |  | 41.6724 | -10.2124
3662 | 26.4534 | -15.6952 |  |  | 41.6945 | -10.1901
3663 | 26.4701 | -15.6784 |  |  | 41.6854 | -10.1991
3664 | 26.4928 | -15.6557 |  |  | 41.6628 | -10.2215
3665 | 26.5 | -15.6483 |  |  | 41.678 | -10.2062
3666 | 26.4934 | -15.6547 |  |  | 41.6587 | -10.2254
3667 | 26.468 | -15.68 |  |  | 41.6376 | -10.2464
3668 | 26.454 | -15.6939 |  |  | 41.6089 | -10.2749
3669 | 26.4083 | -15.7394 |  |  | 41.5654 | -10.3183
3670 | 26.3948 | -15.7528 |  |  | 41.5478 | -10.3357
3671 | 26.3426 | -15.8049 |  |  | 41.5118 | -10.3716
3672 | 26.3196 | -15.8277 |  |  | 41.4502 | -10.4331
3673 | 26.2566 | -15.8906 |  |  | 41.3924 | -10.4908
3674 | 26.1937 | -15.9534 |  |  | 41.3323 | -10.5507
3675 | 26.1406 | -16.0064 |  |  | 41.2847 | -10.5982
3676 | 26.0463 | -16.1006 |  |  | 41.1935 | -10.6893
3677 | 25.9801 | -16.1667 |  |  | 41.0867 | -10.7959
3678 | 25.8991 | -16.2475 |  |  | 41.0263 | -10.8562
3679 | 25.824 | -16.3225 |  |  | 40.9473 | -10.9351
3680 | 25.7268 | -16.4195 |  |  | 40.8709 | -11.0113
3681 | 25.6428 | -16.5033 |  |  | 40.7751 | -11.107
3682 | 25.5508 | -16.5953 |  |  | 40.7192 | -11.1628
3683 | 25.4794 | -16.6665 |  |  | 40.6202 | -11.2617
3684 | 25.3882 | -16.7576 |  |  | 40.5712 | -11.3105
3685 | 25.3093 | -16.8364 |  |  | 40.4725 | -11.409
3686 | 25.2451 | -16.9004 |  |  | 40.411 | -11.4705
3687 | 25.1583 | -16.9871 |  |  | 40.3568 | -11.5245
3688 | 25.0862 | -17.0591 |  |  | 40.2883 | -11.5928
3689 | 25.0066 | -17.1386 |  |  | 40.221 | -11.6601
3690 | 24.9513 | -17.1937 |  |  | 40.1577 | -11.7232
3691 | 24.8891 | -17.2557 |  |  | 40.0956 | -11.7851
3692 | 24.8408 | -17.304 |  |  | 40.0698 | -11.8109
3693 | 24.7944 | -17.3502 |  |  | 40.0325 | -11.848
3694 | 24.7574 | -17.3871 |  |  | 40.025 | -11.8554
3695 | 24.7422 | -17.4022 |  |  | 39.9801 | -11.9002
3696 | 24.7224 | -17.4218 |  |  | 39.9859 | -11.8942
3697 | 24.7203 | -17.4238 |  |  | 39.9784 | -11.9016
3698 | 24.7333 | -17.4107 |  |  | 39.9819 | -11.898
3699 | 24.7486 | -17.3952 |  |  | 39.9884 | -11.8913
3700 | 24.7479 | -17.3958 |  |  | 40.0138 | -11.8658
3701 | 24.7722 | -17.3713 |  |  | 40.052 | -11.8274
3702 | 24.8048 | -17.3386 |  |  | 40.0762 | -11.8031
3703 | 24.8364 | -17.3069 |  |  | 40.1275 | -11.7517
3704 | 24.8759 | -17.2672 |  |  | 40.1649 | -11.7141
3705 | 24.922 | -17.221 |  |  | 40.2345 | -11.6444
3706 | 24.9741 | -17.1688 |  |  | 40.2745 | -11.6042
3707 | 25.0431 | -17.0996 |  |  | 40.3535 | -11.5251
3708 | 25.0974 | -17.0452 |  |  | 40.4201 | -11.4584
3709 | 25.1634 | -16.9791 |  |  | 40.492 | -11.3864
3710 | 25.2362 | -16.9062 |  |  | 40.5673 | -11.3109
3711 | 25.3027 | -16.8395 |  |  | 40.6293 | -11.2488
3712 | 25.3631 | -16.779 |  |  | 40.7047 | -11.1733
3713 | 25.4676 | -16.6744 |  |  | 40.7966 | -11.0813
3714 | 25.5374 | -16.6044 |  |  | 40.8613 | -11.0164
3715 | 25.5989 | -16.5428 |  |  | 40.9191 | -10.9584
3716 | 25.6688 | -16.4728 |  |  | 40.9973 | -10.8802
3717 | 25.7461 | -16.3954 |  |  | 41.052 | -10.8253
3718 | 25.8128 | -16.3285 |  |  | 41.1157 | -10.7614
3719 | 25.8716 | -16.2696 |  |  | 41.1556 | -10.7214
3720 | 25.9341 | -16.207 |  |  | 41.2295 | -10.6474
3721 | 25.983 | -16.1579 |  |  | 41.2691 | -10.6077
3722 | 26.0379 | -16.1028 |  |  | 41.3219 | -10.5547
3723 | 26.0881 | -16.0525 |  |  | 41.374 | -10.5025
3724 | 26.1378 | -16.0027 |  |  | 41.3959 | -10.4805
3725 | 26.17 | -15.9704 |  |  | 41.4437 | -10.4326
3726 | 26.1839 | -15.9564 |  |  | 41.4505 | -10.4256
3727 | 26.2197 | -15.9204 |  |  | 41.4448 | -10.4312
3728 | 26.2477 | -15.8922 |  |  | 41.4756 | -10.4003
3729 | 26.2605 | -15.8793 |  |  | 41.4504 | -10.4253
3730 | 26.2745 | -15.8652 |  |  | 41.4612 | -10.4144
3731 | 26.2758 | -15.8638 |  |  | 41.4477 | -10.4278
3732 | 26.261 | -15.8784 |  |  | 41.4311 | -10.4442
3733 | 26.2515 | -15.8878 |  |  | 41.4159 | -10.4593
3734 | 26.2284 | -15.9108 |  |  | 41.3694 | -10.5057
3735 | 26.21 | -15.929 |  |  | 41.3554 | -10.5195
3736 | 26.1911 | -15.9478 |  |  | 41.3163 | -10.5584
3737 | 26.1379 | -16.0009 |  |  | 41.2501 | -10.6246
3738 | 26.1095 | -16.0292 |  |  | 41.2205 | -10.654
3739 | 26.0733 | -16.0652 |  |  | 41.1575 | -10.7169
3740 | 26.0004 | -16.1379 |  |  | 41.1012 | -10.7731
3741 | 25.9775 | -16.1608 |  |  | 41.0511 | -10.823
3742 | 25.9006 | -16.2375 |  |  | 40.9804 | -10.8936
3743 | 25.8483 | -16.2897 |  |  | 40.9287 | -10.9451
3744 | 25.7901 | -16.3478 |  |  | 40.879 | -10.9947
3745 | 25.7314 | -16.4063 |  |  | 40.7983 | -11.0753
3746 | 25.6835 | -16.4541 |  |  | 40.7556 | -11.1178
3747 | 25.6461 | -16.4913 |  |  | 40.7166 | -11.1567
3748 | 25.5627 | -16.5746 |  |  | 40.6345 | -11.2387
3749 | 25.4966 | -16.6406 |  |  | 40.5913 | -11.2817
3750 | 25.4301 | -16.707 |  |  | 40.5356 | -11.3373
3751 | 25.385 | -16.7519 |  |  | 40.5079 | -11.3649
3752 | 25.3328 | -16.804 |  |  | 40.4478 | -11.4248
3753 | 25.2973 | -16.8393 |  |  | 40.4289 | -11.4436
3754 | 25.2501 | -16.8864 |  |  | 40.3846 | -11.4877
3755 | 25.2162 | -16.9202 |  |  | 40.3819 | -11.4903
3756 | 25.1769 | -16.9594 |  |  | 40.3523 | -11.5198
3757 | 25.1511 | -16.985 |  |  | 40.3291 | -11.5429
3758 | 25.1503 | -16.9857 |  |  | 40.337 | -11.5348
3759 | 25.142 | -16.9938 |  |  | 40.3441 | -11.5276
3760 | 25.1207 | -17.015 |  |  | 40.3559 | -11.5157
3761 | 25.1125 | -17.0231 |  |  | 40.3571 | -11.5144
3762 | 25.1199 | -17.0156 |  |  | 40.363 | -11.5083
3763 | 25.1203 | -17.015 |  |  | 40.3945 | -11.4767
3764 | 25.1495 | -16.9857 |  |  | 40.4303 | -11.4407
3765 | 25.1714 | -16.9637 |  |  | 40.4669 | -11.404
3766 | 25.1841 | -16.9509 |  |  | 40.4911 | -11.3796
3767 | 25.2006 | -16.9342 |  |  | 40.519 | -11.3517
3768 | 25.2438 | -16.8908 |  |  | 40.5841 | -11.2864
3769 | 25.2643 | -16.8703 |  |  | 40.6051 | -11.2653
3770 | 25.3067 | -16.8277 |  |  | 40.6996 | -11.1707
3771 | 25.3515 | -16.7827 |  |  | 40.7088 | -11.1613
3772 | 25.3873 | -16.7468 |  |  | 40.7594 | -11.1106
3773 | 25.4431 | -16.6908 |  |  | 40.8004 | -11.0694
3774 | 25.4945 | -16.6394 |  |  | 40.8459 | -11.0238
3775 | 25.5457 | -16.588 |  |  | 40.9332 | -10.9364
3776 | 25.5897 | -16.5439 |  |  | 40.9874 | -10.882
3777 | 25.627 | -16.5064 |  |  | 41.0293 | -10.84
3778 | 25.6811 | -16.4522 |  |  | 41.0715 | -10.7976
3779 | 25.7165 | -16.4166 |  |  | 41.1178 | -10.7512
3780 | 25.7655 | -16.3675 |  |  | 41.1437 | -10.7252
3781 | 25.7839 | -16.349 |  |  | 41.2007 | -10.668
3782 | 25.8369 | -16.2958 |  |  | 41.222 | -10.6466
3783 | 25.877 | -16.2556 |  |  | 41.2584 | -10.6101
3784 | 25.9085 | -16.224 |  |  | 41.2952 | -10.5732
3785 | 25.9407 | -16.1917 |  |  | 41.32 | -10.5482
3786 | 25.9436 | -16.1887 |  |  | 41.2975 | -10.5706
3787 | 25.9748 | -16.1573 |  |  | 41.34 | -10.528
3788 | 25.9881 | -16.1438 |  |  | 41.316 | -10.5517
3789 | 26.0019 | -16.1299 |  |  | 41.3284 | -10.5393
3790 | 26.0041 | -16.1276 |  |  | 41.3621 | -10.5054
3791 | 26.0224 | -16.1092 |  |  | 41.3642 | -10.5032
3792 | 26.0265 | -16.1049 |  |  | 41.3555 | -10.5118
3793 | 26.0117 | -16.1196 |  |  | 41.3549 | -10.5122
3794 | 26.0114 | -16.1197 |  |  | 41.3312 | -10.5358
3795 | 25.996 | -16.135 |  |  | 41.2919 | -10.5749
3796 | 25.9579 | -16.173 |  |  | 41.2807 | -10.586
3797 | 25.9333 | -16.1975 |  |  | 41.238 | -10.6286
3798 | 25.9133 | -16.2173 |  |  | 41.2014 | -10.6651
3799 | 25.8687 | -16.2617 |  |  | 41.1578 | -10.7085
3800 | 25.8356 | -16.2948 |  |  | 41.0929 | -10.7732
3801 | 25.7968 | -16.3334 |  |  | 41.0854 | -10.7807
3802 | 25.7663 | -16.3637 |  |  | 41.0022 | -10.8637
3803 | 25.7014 | -16.4285 |  |  | 40.9696 | -10.8962
3804 | 25.6837 | -16.4461 |  |  | 40.8778 | -10.9878
3805 | 25.6399 | -16.4898 |  |  | 40.8476 | -11.0179
3806 | 25.5967 | -16.5328 |  |  | 40.8083 | -11.0571
3807 | 25.5385 | -16.5909 |  |  | 40.7645 | -11.1007
3808 | 25.4855 | -16.6438 |  |  | 40.7112 | -11.1538
3809 | 25.4574 | -16.6717 |  |  | 40.6838 | -11.1812
3810 | 25.3691 | -16.7599 |  |  | 40.5453 | -11.3195
3811 | 25.3266 | -16.8023 |  |  | 40.4953 | -11.3694
3812 | 25.2835 | -16.8453 |  |  | 40.4334 | -11.4311
3813 | 25.2362 | -16.8924 |  |  | 40.4143 | -11.4501
3814 | 25.2038 | -16.9247 |  |  | 40.3717 | -11.4926
3815 | 25.1603 | -16.968 |  |  | 40.3317 | -11.5324
3816 | 25.1326 | -16.9956 |  |  | 40.3167 | -11.5473
3817 | 25.0976 | -17.0305 |  |  | 40.2791 | -11.5847
3818 | 25.0739 | -17.054 |  |  | 40.2599 | -11.6039
3819 | 25.0681 | -17.0597 |  |  | 40.2582 | -11.6054
3820 | 25.0435 | -17.0842 |  |  | 40.2507 | -11.6128
3821 | 25.0244 | -17.1031 |  |  | 40.261 | -11.6023
3822 | 25.0145 | -17.1129 |  |  | 40.2526 | -11.6106
3823 | 25.0048 | -17.1224 |  |  | 40.2405 | -11.6225
3824 | 25.0135 | -17.1136 |  |  | 40.2546 | -11.6083
3825 | 24.9891 | -17.1379 |  |  | 40.2655 | -11.5973
3826 | 25.0159 | -17.111 |  |  | 40.2852 | -11.5774
3827 | 25.0248 | -17.1019 |  |  | 40.3235 | -11.539
3828 | 25.0374 | -17.0892 |  |  | 40.3426 | -11.5198
3829 | 25.0547 | -17.0717 |  |  | 40.3678 | -11.4944
3830 | 25.0731 | -17.0532 |  |  | 40.4015 | -11.4606
3831 | 25.0869 | -17.0393 |  |  | 40.4616 | -11.4004
3832 | 25.1357 | -16.9903 |  |  | 40.4873 | -11.3745
3833 | 25.1674 | -16.9585 |  |  | 40.5245 | -11.3372
3834 | 25.2129 | -16.9129 |  |  | 40.5775 | -11.2841
3835 | 25.2583 | -16.8673 |  |  | 40.6239 | -11.2375
3836 | 25.2985 | -16.827 |  |  | 40.669 | -11.1922
3837 | 25.3169 | -16.8085 |  |  | 40.6869 | -11.1743
3838 | 25.3518 | -16.7734 |  |  | 40.7378 | -11.1232
3839 | 25.3998 | -16.7253 |  |  | 40.7882 | -11.0727
3840 | 25.4465 | -16.6784 |  |  | 40.8544 | -11.0063
3841 | 25.4933 | -16.6315 |  |  | 40.8811 | -10.9795
3842 | 25.5208 | -16.6038 |  |  | 40.9252 | -10.9353
3843 | 25.5536 | -16.571 |  |  | 40.9371 | -10.9232
3844 | 25.5798 | -16.5446 |  |  | 40.9871 | -10.8731
3845 | 25.6245 | -16.4997 |  |  | 41.0238 | -10.8363
3846 | 25.6575 | -16.4666 |  |  | 41.0381 | -10.8218
3847 | 25.6828 | -16.4412 |  |  | 41.0602 | -10.7996
3848 | 25.7188 | -16.405 |  |  | 41.1071 | -10.7525
3849 | 25.7422 | -16.3815 |  |  | 41.12 | -10.7395
3850 | 25.7649 | -16.3586 |  |  | 41.1042 | -10.7552
3851 | 25.7789 | -16.3446 |  |  | 41.1437 | -10.7156
3852 | 25.7986 | -16.3247 |  |  | 41.1388 | -10.7203
3853 | 25.8168 | -16.3064 |  |  | 41.1693 | -10.6896
3854 | 25.8219 | -16.3011 |  |  | 41.1532 | -10.7057
3855 | 25.8315 | -16.2914 |  |  | 41.1876 | -10.6711
3856 | 25.8286 | -16.2941 |  |  | 41.1775 | -10.681
3857 | 25.8361 | -16.2866 |  |  | 41.1741 | -10.6843
3858 | 25.8181 | -16.3044 |  |  | 41.1641 | -10.6942
3859 | 25.8359 | -16.2865 |  |  | 41.1035 | -10.7546
3860 | 25.824 | -16.2983 |  |  | 41.1111 | -10.7469
3861 | 25.8026 | -16.3195 |  |  | 41.0841 | -10.7738
3862 | 25.8009 | -16.321 |  |  | 41.0709 | -10.7868
3863 | 25.7897 | -16.3321 |  |  | 41.0397 | -10.8179
3864 | 25.7667 | -16.3549 |  |  | 40.989 | -10.8685
3865 | 25.7461 | -16.3754 |  |  | 41.0092 | -10.8481
3866 | 25.729 | -16.3924 |  |  | 40.9254 | -10.9318
3867 | 25.697 | -16.4243 |  |  | 40.9278 | -10.9292
3868 | 25.6777 | -16.4435 |  |  | 40.8659 | -10.991
3869 | 25.6335 | -16.4875 |  |  | 40.8731 | -10.9837
3870 | 25.6306 | -16.4902 |  |  | 40.846 | -11.0107
3871 | 25.5982 | -16.5225 |  |  | 40.8099 | -11.0466
3872 | 25.5451 | -16.5755 |  |  | 40.7874 | -11.069
3873 | 25.5332 | -16.5872 |  |  | 40.7413 | -11.1149
3874 | 25.4914 | -16.6289 |  |  | 40.7148 | -11.1413
3875 | 25.4768 | -16.6434 |  |  | 40.7079 | -11.1481
3876 | 25.4425 | -16.6776 |  |  | 40.6864 | -11.1694
3877 | 25.428 | -16.6919 |  |  | 40.6617 | -11.194
3878 | 25.4174 | -16.7023 |  |  | 40.6208 | -11.2348
3879 | 25.3859 | -16.7337 |  |  | 40.5981 | -11.2574
3880 | 25.38 | -16.7395 |  |  | 40.5867 | -11.2686
3881 | 25.3748 | -16.7445 |  |  | 40.5871 | -11.268
3882 | 25.331 | -16.7882 |  |  | 40.581 | -11.274
3883 | 25.321 | -16.798 |  |  | 40.5579 | -11.297
3884 | 25.3165 | -16.8025 |  |  | 40.5567 | -11.2981
3885 | 25.3044 | -16.8144 |  |  | 40.5706 | -11.284
3886 | 25.3138 | -16.8048 |  |  | 40.5829 | -11.2715
3887 | 25.3128 | -16.8057 |  |  | 40.5883 | -11.2661
3888 | 25.3129 | -16.8055 |  |  | 40.5872 | -11.2669
3889 | 25.3334 | -16.7849 |  |  | 40.6316 | -11.2225
3890 | 25.3312 | -16.7869 |  |  | 40.6331 | -11.2209
3891 | 25.3418 | -16.7762 |  |  | 40.6667 | -11.187
3892 | 25.3613 | -16.7565 |  |  | 40.69 | -11.1636
3893 | 25.3615 | -16.7562 |  |  | 40.69 | -11.1635
3894 | 25.3734 | -16.7442 |  |  | 40.6994 | -11.154
3895 | 25.3862 | -16.7312 |  |  | 40.7469 | -11.1063
3896 | 25.3919 | -16.7254 |  |  | 40.7623 | -11.0908
3897 | 25.4336 | -16.6835 |  |  | 40.7887 | -11.0643
3898 | 25.4453 | -16.6717 |  |  | 40.8008 | -11.052
3899 | 25.4654 | -16.6515 |  |  | 40.8483 | -11.0044
3900 | 25.4928 | -16.6239 |  |  | 40.8757 | -10.9768
3901 | 25.5191 | -16.5975 |  |  | 40.9057 | -10.9467
3902 | 25.5396 | -16.5769 |  |  | 40.9159 | -10.9363
3903 | 25.5663 | -16.5501 |  |  | 40.9706 | -10.8815
3904 | 25.5973 | -16.5189 |  |  | 40.9664 | -10.8856
3905 | 25.6279 | -16.4881 |  |  | 40.992 | -10.8599
3906 | 25.6449 | -16.471 |  |  | 41.0366 | -10.8151
3907 | 25.6745 | -16.4413 |  |  | 41.0736 | -10.778
3908 | 25.6917 | -16.4239 |  |  | 41.0697 | -10.7817
3909 | 25.7034 | -16.4121 |  |  | 41.0847 | -10.7666
3910 | 25.7388 | -16.3766 |  |  | 41.0936 | -10.7576
3911 | 25.7346 | -16.3806 |  |  | 41.1139 | -10.7371
3912 | 25.7456 | -16.3695 |  |  | 41.1145 | -10.7363
3913 | 25.7463 | -16.3687 |  |  | 41.1447 | -10.7061
3914 | 25.7724 | -16.3424 |  |  | 41.1522 | -10.6984
3915 | 25.7716 | -16.3431 |  |  | 41.1288 | -10.7217
3916 | 25.7865 | -16.328 |  |  | 41.1338 | -10.7165
3917 | 25.7926 | -16.3218 |  |  | 41.1234 | -10.7268
3918 | 25.7873 | -16.327 |  |  | 41.1204 | -10.7296
3919 | 25.7924 | -16.3217 |  |  | 41.1077 | -10.7422
3920 | 25.7871 | -16.3269 |  |  | 41.1556 | -10.6942
3921 | 25.7713 | -16.3426 |  |  | 41.0852 | -10.7645
3922 | 25.7699 | -16.3438 |  |  | 41.0712 | -10.7783
3923 | 25.7783 | -16.3353 |  |  | 41.0379 | -10.8115
3924 | 25.7523 | -16.3611 |  |  | 41.0151 | -10.8341
3925 | 25.7525 | -16.3607 |  |  | 41.0084 | -10.8407
3926 | 25.7472 | -16.3659 |  |  | 40.9931 | -10.8559
3927 | 25.7207 | -16.3923 |  |  | 40.9623 | -10.8865
3928 | 25.7036 | -16.4093 |  |  | 40.9534 | -10.8953
3929 | 25.6922 | -16.4205 |  |  | 40.9056 | -10.9429
3930 | 25.6539 | -16.4587 |  |  | 40.8829 | -10.9655
3931 | 25.6437 | -16.4688 |  |  | 40.8759 | -10.9723
3932 | 25.6268 | -16.4855 |  |  | 40.8214 | -11.0267
3933 | 25.5903 | -16.5218 |  |  | 40.7749 | -11.0731
3934 | 25.5719 | -16.5402 |  |  | 40.7734 | -11.0745
3935 | 25.5388 | -16.5731 |  |  | 40.7383 | -11.1094
3936 | 25.5275 | -16.5842 |  |  | 40.7047 | -11.1429
3937 | 25.5054 | -16.6062 |  |  | 40.6891 | -11.1584
3938 | 25.4788 | -16.6327 |  |  | 40.6636 | -11.1837
3939 | 25.4623 | -16.649 |  |  | 40.6606 | -11.1866
3940 | 25.4473 | -16.6639 |  |  | 40.6203 | -11.2267
3941 | 25.4688 | -16.6423 |  |  | 40.6991 | -11.1478
3942 | 25.4686 | -16.6423 |  |  | 40.6794 | -11.1674
3943 | 25.4567 | -16.6541 |  |  | 40.6913 | -11.1553
3944 | 25.4352 | -16.6754 |  |  | 40.6958 | -11.1506
3945 | 25.4475 | -16.6631 |  |  | 40.6879 | -11.1584
3946 | 25.4313 | -16.6791 |  |  | 40.6707 | -11.1755
3947 | 25.4334 | -16.6768 |  |  | 40.6953 | -11.1508
3948 | 25.4274 | -16.6827 |  |  | 40.706 | -11.1399
3949 | 25.4374 | -16.6725 |  |  | 40.7261 | -11.1197
3950 | 25.4408 | -16.669 |  |  | 40.7329 | -11.1127
3951 | 25.4522 | -16.6575 |  |  | 40.7753 | -11.0702
3952 | 25.4764 | -16.6332 |  |  | 40.7904 | -11.0549
3953 | 25.4744 | -16.635 |  |  | 40.8244 | -11.0208
3954 | 25.5059 | -16.6034 |  |  | 40.8551 | -10.99
3955 | 25.536 | -16.5731 |  |  | 40.9124 | -10.9325
3956 | 25.559 | -16.55 |  |  | 40.9176 | -10.9272
3957 | 25.5753 | -16.5335 |  |  | 40.9751 | -10.8696
3958 | 25.6032 | -16.5055 |  |  | 41.0053 | -10.8392
3959 | 25.6396 | -16.469 |  |  | 41.0662 | -10.7782
3960 | 25.6787 | -16.4298 |  |  | 41.1034 | -10.7408
3961 | 25.7323 | -16.376 |  |  | 41.1355 | -10.7086
3962 | 25.743 | -16.3652 |  |  | 41.1974 | -10.6465
3963 | 25.7759 | -16.3321 |  |  | 41.2421 | -10.6017
3964 | 25.8352 | -16.2726 |  |  | 41.3191 | -10.5246
3965 | 25.8836 | -16.2242 |  |  | 41.3616 | -10.482
3966 | 25.9308 | -16.1768 |  |  | 41.4303 | -10.4131
3967 | 25.9451 | -16.1624 |  |  | 41.4668 | -10.3765
3968 | 25.9915 | -16.1158 |  |  | 41.5516 | -10.2915
3969 | 26.0383 | -16.0689 |  |  | 41.586 | -10.257
3970 | 26.0756 | -16.0314 |  |  | 41.5921 | -10.2508
3971 | 26.1165 | -15.9904 |  |  | 41.645 | -10.1977
3972 | 26.1608 | -15.946 |  |  | 41.6767 | -10.1659
3973 | 26.1741 | -15.9325 |  |  | 41.7599 | -10.0825
3974 | 26.2227 | -15.8838 |  |  | 41.7711 | -10.0712
3975 | 26.2394 | -15.8669 |  |  | 41.8033 | -10.0389
3976 | 26.2821 | -15.8241 |  |  | 41.8128 | -10.0292
3977 | 26.2997 | -15.8064 |  |  | 41.8353 | -10.0065
3978 | 26.3268 | -15.7791 |  |  | 41.8568 | -9.9849
3979 | 26.348 | -15.7578 |  |  | 41.8643 | -9.9773
3980 | 26.3588 | -15.7468 |  |  | 41.8956 | -9.9458
3981 | 26.3697 | -15.7358 |  |  | 41.8744 | -9.9669
3982 | 26.3842 | -15.7212 |  |  | 41.9192 | -9.922
3983 | 26.3903 | -15.7149 |  |  | 41.8994 | -9.9416
3984 | 26.3957 | -15.7093 |  |  | 41.9107 | -9.9302
3985 | 26.4059 | -15.6991 |  |  | 41.905 | -9.9358
3986 | 26.3998 | -15.705 |  |  | 41.8738 | -9.9668
3987 | 26.3773 | -15.7274 |  |  | 41.8287 | -10.0118
3988 | 26.3759 | -15.7286 |  |  | 41.8375 | -10.0029
3989 | 26.3767 | -15.7277 |  |  | 41.826 | -10.0142
3990 | 26.3434 | -15.7608 |  |  | 41.7528 | -10.0873
3991 | 26.3058 | -15.7983 |  |  | 41.7116 | -10.1283
3992 | 26.2915 | -15.8124 |  |  | 41.6814 | -10.1584
3993 | 26.2609 | -15.843 |  |  | 41.6297 | -10.2099
3994 | 26.2245 | -15.8792 |  |  | 41.5744 | -10.2651
3995 | 26.2038 | -15.8998 |  |  | 41.544 | -10.2953
3996 | 26.1591 | -15.9443 |  |  | 41.4986 | -10.3406
3997 | 26.1248 | -15.9784 |  |  | 41.4527 | -10.3864
3998 | 26.0776 | -16.0255 |  |  | 41.3857 | -10.4533
3999 | 26.0459 | -16.0571 |  |  | 41.3721 | -10.4667
4000 | 25.9104 | -16.1924 |  |  | 41.2043 | -10.6344
4001 | 25.8706 | -16.2321 |  |  | 41.127 | -10.7115
4002 | 25.8404 | -16.2622 |  |  | 41.107 | -10.7314
4003 | 25.804 | -16.2984 |  |  | 41.0863 | -10.752
4004 | 25.7646 | -16.3377 |  |  | 41.0313 | -10.8068
4005 | 25.7125 | -16.3897 |  |  | 40.997 | -10.841
4006 | 25.6641 | -16.4379 |  |  | 40.9625 | -10.8753
4007 | 25.6223 | -16.4795 |  |  | 40.9368 | -10.9009
4008 | 25.5839 | -16.5178 |  |  | 40.8505 | -10.9871
4009 | 25.5349 | -16.5667 |  |  | 40.8268 | -11.0107
4010 | 25.5062 | -16.5953 |  |  | 40.7557 | -11.0816
4011 | 25.4772 | -16.6241 |  |  | 40.7773 | -11.0599
4012 | 25.4285 | -16.6727 |  |  | 40.739 | -11.098
4013 | 25.4197 | -16.6813 |  |  | 40.7263 | -11.1106
4014 | 25.4047 | -16.6961 |  |  | 40.6961 | -11.1406
4015 | 25.3718 | -16.7289 |  |  | 40.6772 | -11.1594
4016 | 25.3678 | -16.7328 |  |  | 40.6742 | -11.1623
4017 | 25.3605 | -16.74 |  |  | 40.6838 | -11.1525
4018 | 25.344 | -16.7563 |  |  | 40.6749 | -11.1613
4019 | 25.3301 | -16.77 |  |  | 40.6807 | -11.1553
4020 | 25.3268 | -16.7732 |  |  | 40.6865 | -11.1494
4021 | 25.3459 | -16.754 |  |  | 40.7052 | -11.1305
4022 | 25.3516 | -16.7482 |  |  | 40.7162 | -11.1194
4023 | 25.3573 | -16.7424 |  |  | 40.7564 | -11.0791
4024 | 25.3682 | -16.7313 |  |  | 40.7769 | -11.0584
4025 | 25.3783 | -16.721 |  |  | 40.7929 | -11.0423
4026 | 25.4161 | -16.6831 |  |  | 40.8156 | -11.0194
4027 | 25.4363 | -16.6627 |  |  | 40.868 | -10.9669
4028 | 25.4695 | -16.6294 |  |  | 40.9145 | -10.9203
4029 | 25.4978 | -16.601 |  |  | 40.9809 | -10.8538
4030 | 25.5597 | -16.5389 |  |  | 41.0204 | -10.8141
4031 | 25.5848 | -16.5137 |  |  | 41.0553 | -10.7791
4032 | 25.6339 | -16.4644 |  |  | 41.1126 | -10.7216
4033 | 25.6692 | -16.429 |  |  | 41.1664 | -10.6676
4034 | 25.7174 | -16.3806 |  |  | 41.2181 | -10.6158
4035 | 25.7569 | -16.341 |  |  | 41.2709 | -10.5629
4036 | 25.7973 | -16.3005 |  |  | 41.3548 | -10.4788
4037 | 25.8414 | -16.2563 |  |  | 41.3856 | -10.4479
4038 | 25.8788 | -16.2187 |  |  | 41.4236 | -10.4097
4039 | 25.9429 | -16.1545 |  |  | 41.4749 | -10.3583
4040 | 25.9865 | -16.1108 |  |  | 41.547 | -10.2861
4041 | 26.0503 | -16.0468 |  |  | 41.6041 | -10.2288
4042 | 26.0705 | -16.0264 |  |  | 41.6324 | -10.2004
4043 | 26.1255 | -15.9713 |  |  | 41.6911 | -10.1416
4044 | 26.185 | -15.9116 |  |  | 41.7357 | -10.0968
4045 | 26.221 | -15.8755 |  |  | 41.756 | -10.0763
4046 | 26.2553 | -15.841 |  |  | 41.8181 | -10.0141
4047 | 26.3089 | -15.7873 |  |  | 41.8578 | -9.9743
4048 | 26.336 | -15.76 |  |  | 41.8888 | -9.9431
4049 | 26.3821 | -15.7138 |  |  | 41.9343 | -9.8975
4050 | 26.4017 | -15.6941 |  |  | 41.9395 | -9.8922
4051 | 26.4494 | -15.6463 |  |  | 41.9488 | -9.8827
4052 | 26.456 | -15.6395 |  |  | 42.0125 | -9.8189
4053 | 26.4964 | -15.599 |  |  | 42.0379 | -9.7933
4054 | 26.5268 | -15.5684 |  |  | 42.0279 | -9.8032
4055 | 26.5159 | -15.5792 |  |  | 42.0422 | -9.7887
4056 | 26.5304 | -15.5645 |  |  | 42.0415 | -9.7894
4057 | 26.5355 | -15.5593 |  |  | 42.0516 | -9.7791
4058 | 26.5459 | -15.5488 |  |  | 42.0568 | -9.7738
4059 | 26.5641 | -15.5305 |  |  | 42.0547 | -9.7757
4060 | 26.5435 | -15.5509 |  |  | 42.0408 | -9.7894
4061 | 26.5319 | -15.5623 |  |  | 42.009 | -9.8211
4062 | 26.5435 | -15.5506 |  |  | 42.0139 | -9.8161
4063 | 26.5279 | -15.566 |  |  | 41.9862 | -9.8436
4064 | 26.4925 | -15.6013 |  |  | 41.9827 | -9.847
4065 | 26.5012 | -15.5925 |  |  | 41.9354 | -9.8941
4066 | 26.4658 | -15.6277 |  |  | 41.9263 | -9.9032
4067 | 26.4502 | -15.6432 |  |  | 41.9147 | -9.9145
4068 | 26.4251 | -15.6682 |  |  | 41.8581 | -9.9711
4069 | 26.3948 | -15.6983 |  |  | 41.8446 | -9.9844
4070 | 26.3498 | -15.7431 |  |  | 41.7961 | -10.0328
4071 | 26.329 | -15.7638 |  |  | 41.7685 | -10.0602
4072 | 26.3046 | -15.7881 |  |  | 41.7475 | -10.081
4073 | 26.2727 | -15.8198 |  |  | 41.6817 | -10.1467
4074 | 26.2197 | -15.8726 |  |  | 41.6413 | -10.187
4075 | 26.1962 | -15.8961 |  |  | 41.6014 | -10.2267
4076 | 26.1571 | -15.935 |  |  | 41.5577 | -10.2703
4077 | 26.1275 | -15.9645 |  |  | 41.5078 | -10.3201
4078 | 26.0986 | -15.9932 |  |  | 41.4882 | -10.3395
4079 | 26.0559 | -16.0358 |  |  | 41.4493 | -10.3783
4080 | 26.0204 | -16.0712 |  |  | 41.394 | -10.4334
4081 | 26.0026 | -16.0888 |  |  | 41.3769 | -10.4504
4082 | 25.9511 | -16.1402 |  |  | 41.3497 | -10.4774
4083 | 25.9158 | -16.1753 |  |  | 41.3196 | -10.5074
4084 | 25.8812 | -16.2098 |  |  | 41.2515 | -10.5753
4085 | 25.8318 | -16.259 |  |  | 41.2469 | -10.5798
4086 | 25.8197 | -16.2709 |  |  | 41.1942 | -10.6324
4087 | 25.7879 | -16.3027 |  |  | 41.1724 | -10.6541
4088 | 25.7884 | -16.302 |  |  | 41.1405 | -10.6858
4089 | 25.7619 | -16.3284 |  |  | 41.1342 | -10.692
4090 | 25.7433 | -16.3468 |  |  | 41.1068 | -10.7192
4091 | 25.7394 | -16.3506 |  |  | 41.0791 | -10.7468
4092 | 25.7166 | -16.3732 |  |  | 41.0885 | -10.7372
4093 | 25.7033 | -16.3864 |  |  | 41.0913 | -10.7343
4094 | 25.7045 | -16.3851 |  |  | 41.0688 | -10.7567
4095 | 25.6735 | -16.4159 |  |  | 41.0703 | -10.755
4096 | 25.674 | -16.4152 |  |  | 41.0901 | -10.7351
4097 | 25.6684 | -16.4207 |  |  | 41.0813 | -10.7438
4098 | 25.654 | -16.435 |  |  | 41.0991 | -10.7258
4099 | 25.6635 | -16.4254 |  |  | 41.1121 | -10.7127
4100 | 25.6567 | -16.432 |  |  | 41.1081 | -10.7165
4101 | 25.6917 | -16.3968 |  |  | 41.1379 | -10.6866
4102 | 25.6967 | -16.3917 |  |  | 41.1093 | -10.715
4103 | 25.7059 | -16.3824 |  |  | 41.1359 | -10.6882
4104 | 25.7068 | -16.3813 |  |  | 41.163 | -10.661
4105 | 25.725 | -16.363 |  |  | 41.1699 | -10.654
4106 | 25.7433 | -16.3445 |  |  | 41.2051 | -10.6187
4107 | 25.7482 | -16.3395 |  |  | 41.249 | -10.5746
4108 | 25.7706 | -16.3169 |  |  | 41.2623 | -10.5611
4109 | 25.7771 | -16.3103 |  |  | 41.3023 | -10.521
4110 | 25.8169 | -16.2704 |  |  | 41.3434 | -10.4798
4111 | 25.8083 | -16.2788 |  |  | 41.3435 | -10.4795
4112 | 25.8444 | -16.2425 |  |  | 41.3834 | -10.4395
4113 | 25.8533 | -16.2336 |  |  | 41.4018 | -10.421
4114 | 25.8624 | -16.2242 |  |  | 41.4224 | -10.4003
4115 | 25.8904 | -16.1961 |  |  | 41.4415 | -10.381
4116 | 25.9046 | -16.1818 |  |  | 41.4518 | -10.3705
4117 | 25.913 | -16.1733 |  |  | 41.4688 | -10.3534
4118 | 25.9323 | -16.1538 |  |  | 41.4758 | -10.3463
4119 | 25.9663 | -16.1196 |  |  | 41.5072 | -10.3147
4120 | 25.9746 | -16.1112 |  |  | 41.5303 | -10.2915
4121 | 25.9793 | -16.1064 |  |  | 41.5386 | -10.283
4122 | 25.9895 | -16.096 |  |  | 41.5477 | -10.2738
4123 | 26.0027 | -16.0827 |  |  | 41.531 | -10.2903
4124 | 26.0244 | -16.0608 |  |  | 41.5727 | -10.2485
4125 | 26.0434 | -16.0417 |  |  | 41.5868 | -10.2342
4126 | 26.0338 | -16.0511 |  |  | 41.571 | -10.2499
4127 | 26.0555 | -16.0293 |  |  | 41.5792 | -10.2416
4128 | 26.0472 | -16.0375 |  |  | 41.6055 | -10.2152
4129 | 26.0406 | -16.044 |  |  | 41.5745 | -10.246
4130 | 26.0386 | -16.0458 |  |  | 41.5876 | -10.2327
4131 | 26.0364 | -16.0479 |  |  | 41.551 | -10.2692
4132 | 26.0372 | -16.0469 |  |  | 41.6006 | -10.2194
4133 | 26.0232 | -16.0608 |  |  | 41.558 | -10.2619
4134 | 26.0194 | -16.0644 |  |  | 41.5349 | -10.2849
4135 | 26.0097 | -16.074 |  |  | 41.5049 | -10.3147
4136 | 25.9878 | -16.0957 |  |  | 41.5187 | -10.3008
4137 | 25.9845 | -16.0988 |  |  | 41.4984 | -10.3209
4138 | 25.968 | -16.1153 |  |  | 41.485 | -10.3342
4139 | 25.9618 | -16.1213 |  |  | 41.4856 | -10.3335
4140 | 25.9369 | -16.1461 |  |  | 41.4505 | -10.3685
4141 | 25.9239 | -16.1589 |  |  | 41.4167 | -10.4021
4142 | 25.9064 | -16.1762 |  |  | 41.4084 | -10.4102
4143 | 25.8974 | -16.1851 |  |  | 41.3651 | -10.4534
4144 | 25.8716 | -16.2108 |  |  | 41.3657 | -10.4526
4145 | 25.8681 | -16.2141 |  |  | 41.3444 | -10.4738
4146 | 25.856 | -16.2261 |  |  | 41.3336 | -10.4844
4147 | 25.8356 | -16.2464 |  |  | 41.3152 | -10.5027
4148 | 25.8154 | -16.2664 |  |  | 41.3012 | -10.5166
4149 | 25.8117 | -16.27 |  |  | 41.2814 | -10.5362
4150 | 25.8046 | -16.2769 |  |  | 41.2817 | -10.5358
4151 | 25.8037 | -16.2777 |  |  | 41.2692 | -10.5481
4152 | 25.7926 | -16.2886 |  |  | 41.2603 | -10.5569
4153 | 25.7956 | -16.2855 |  |  | 41.2439 | -10.5732
4154 | 25.7897 | -16.2912 |  |  | 41.2451 | -10.5718
4155 | 25.7891 | -16.2917 |  |  | 41.2102 | -10.6066
4156 | 25.7741 | -16.3066 |  |  | 41.2352 | -10.5814
4157 | 25.7867 | -16.2938 |  |  | 41.2491 | -10.5674
4158 | 25.7944 | -16.2859 |  |  | 41.2391 | -10.5772
4159 | 25.7813 | -16.2989 |  |  | 41.2323 | -10.5839
4160 | 25.7862 | -16.2938 |  |  | 41.2458 | -10.5702
4161 | 25.8096 | -16.2703 |  |  | 41.2523 | -10.5636
4162 | 25.8244 | -16.2553 |  |  | 41.2698 | -10.546
4163 | 25.8204 | -16.2592 |  |  | 41.2878 | -10.5278
4164 | 25.8364 | -16.2431 |  |  | 41.2865 | -10.529
4165 | 25.8539 | -16.2255 |  |  | 41.2996 | -10.5158
4166 | 25.8714 | -16.2078 |  |  | 41.317 | -10.4982
4167 | 25.9004 | -16.1787 |  |  | 41.3379 | -10.4771
4168 | 25.9145 | -16.1644 |  |  | 41.3551 | -10.4598
4169 | 25.9219 | -16.1568 |  |  | 41.3858 | -10.429
4170 | 25.9406 | -16.138 |  |  | 41.4113 | -10.4034
4171 | 25.9831 | -16.0954 |  |  | 41.4611 | -10.3534
4172 | 26.013 | -16.0653 |  |  | 41.4669 | -10.3474
4173 | 26.022 | -16.0561 |  |  | 41.5233 | -10.2909
4174 | 26.0591 | -16.0189 |  |  | 41.5534 | -10.2607
4175 | 26.0752 | -16.0027 |  |  | 41.5619 | -10.252
4176 | 26.0743 | -16.0034 |  |  | 41.6177 | -10.196
4177 | 26.0822 | -15.9953 |  |  | 41.6507 | -10.1629
4178 | 26.1241 | -15.9533 |  |  | 41.6455 | -10.1679
4179 | 26.1246 | -15.9527 |  |  | 41.6887 | -10.1246
4180 | 26.1414 | -15.9358 |  |  | 41.6834 | -10.1298
4181 | 26.1573 | -15.9197 |  |  | 41.7324 | -10.0806
4182 | 26.1743 | -15.9026 |  |  | 41.7567 | -10.0562
4183 | 26.1743 | -15.9024 |  |  | 41.7403 | -10.0724
4184 | 26.1905 | -15.8861 |  |  | 41.7811 | -10.0315
4185 | 26.198 | -15.8784 |  |  | 41.8069 | -10.0056
4186 | 26.2051 | -15.8711 |  |  | 41.8361 | -9.9762
4187 | 26.2102 | -15.8659 |  |  | 41.8147 | -9.9975
4188 | 26.1917 | -15.8843 |  |  | 41.8227 | -9.9894
4189 | 26.2011 | -15.8748 |  |  | 41.8394 | -9.9725
4190 | 26.1998 | -15.8759 |  |  | 41.8079 | -10.0038
4191 | 26.1993 | -15.8762 |  |  | 41.8292 | -9.9824
4192 | 26.186 | -15.8894 |  |  | 41.8184 | -9.9931
4193 | 26.1802 | -15.895 |  |  | 41.7939 | -10.0174
4194 | 26.1688 | -15.9063 |  |  | 41.8011 | -10.01
4195 | 26.1561 | -15.9189 |  |  | 41.7981 | -10.0129
4196 | 26.1516 | -15.9232 |  |  | 41.7723 | -10.0386
4197 | 26.1346 | -15.9401 |  |  | 41.7515 | -10.0592
4198 | 26.1319 | -15.9426 |  |  | 41.7428 | -10.0678
4199 | 26.1041 | -15.9703 |  |  | 41.713 | -10.0974
4200 | 26.0798 | -15.9944 |  |  | 41.6952 | -10.1151
4201 | 26.0464 | -16.0277 |  |  | 41.6708 | -10.1394
4202 | 26.0338 | -16.0402 |  |  | 41.6412 | -10.1688
4203 | 26.0026 | -16.0712 |  |  | 41.594 | -10.2159
4204 | 25.9714 | -16.1022 |  |  | 41.5698 | -10.24
4205 | 25.9483 | -16.1253 |  |  | 41.5497 | -10.2599
4206 | 25.9233 | -16.1501 |  |  | 41.5164 | -10.293
4207 | 25.886 | -16.1872 |  |  | 41.4839 | -10.3254
4208 | 25.8572 | -16.2159 |  |  | 41.4352 | -10.3739
4209 | 25.8482 | -16.2247 |  |  | 41.4109 | -10.3981
4210 | 25.8113 | -16.2615 |  |  | 41.3827 | -10.4261
4211 | 25.8025 | -16.2702 |  |  | 41.34 | -10.4687
4212 | 25.7714 | -16.3011 |  |  | 41.2973 | -10.5113
4213 | 25.7476 | -16.3248 |  |  | 41.2972 | -10.5113
4214 | 25.7438 | -16.3284 |  |  | 41.2772 | -10.5311
4215 | 25.712 | -16.36 |  |  | 41.226 | -10.5822
4216 | 25.6986 | -16.3733 |  |  | 41.2275 | -10.5805
4217 | 25.6758 | -16.3959 |  |  | 41.1979 | -10.61
4218 | 25.6616 | -16.41 |  |  | 41.1775 | -10.6302
4219 | 25.6622 | -16.4093 |  |  | 41.1552 | -10.6523
4220 | 25.6623 | -16.4091 |  |  | 41.1611 | -10.6463
4221 | 25.6487 | -16.4225 |  |  | 41.1339 | -10.6734
4222 | 25.6257 | -16.4453 |  |  | 41.1431 | -10.664
4223 | 25.6414 | -16.4295 |  |  | 41.1149 | -10.6921
4224 | 25.6519 | -16.4188 |  |  | 41.0974 | -10.7095
4225 | 25.6522 | -16.4184 |  |  | 41.1197 | -10.687
4226 | 25.6575 | -16.413 |  |  | 41.1698 | -10.6367
4227 | 25.6563 | -16.414 |  |  | 41.1612 | -10.6452
4228 | 25.6792 | -16.3909 |  |  | 41.1853 | -10.6209
4229 | 25.696 | -16.374 |  |  | 41.1867 | -10.6195
4230 | 25.7092 | -16.3607 |  |  | 41.2308 | -10.5752
4231 | 25.712 | -16.3577 |  |  | 41.2334 | -10.5725
4232 | 25.7287 | -16.3408 |  |  | 41.2494 | -10.5562
4233 | 25.7594 | -16.3101 |  |  | 41.2802 | -10.5253
4234 | 25.7694 | -16.2999 |  |  | 41.319 | -10.4864
4235 | 25.7914 | -16.2777 |  |  | 41.3497 | -10.4555
4236 | 25.8148 | -16.2541 |  |  | 41.3791 | -10.426
4237 | 25.8382 | -16.2306 |  |  | 41.4031 | -10.4018
4238 | 25.8616 | -16.207 |  |  | 41.453 | -10.3518
4239 | 25.885 | -16.1836 |  |  | 41.4801 | -10.3246
4240 | 25.9165 | -16.1519 |  |  | 41.506 | -10.2986
4241 | 25.9471 | -16.1211 |  |  | 41.5488 | -10.2555
4242 | 25.9632 | -16.1049 |  |  | 41.5945 | -10.2097
4243 | 25.9947 | -16.0733 |  |  | 41.6104 | -10.1937
4244 | 26.0268 | -16.041 |  |  | 41.6503 | -10.1536
4245 | 26.026 | -16.0417 |  |  | 41.6483 | -10.1555
4246 | 26.0582 | -16.0093 |  |  | 41.72 | -10.0837
4247 | 26.075 | -15.9924 |  |  | 41.7524 | -10.0511
4248 | 26.0991 | -15.9681 |  |  | 41.7615 | -10.0418
4249 | 26.1144 | -15.9527 |  |  | 41.8079 | -9.9953
4250 | 26.1561 | -15.9108 |  |  | 41.832 | -9.9711
4251 | 26.1479 | -15.9189 |  |  | 41.8489 | -9.9541
4252 | 26.1808 | -15.8858 |  |  | 41.8652 | -9.9375
4253 | 26.2057 | -15.8608 |  |  | 41.8728 | -9.9299
4254 | 26.2232 | -15.8432 |  |  | 41.9061 | -9.8963
4255 | 26.2377 | -15.8285 |  |  | 41.9563 | -9.846
4256 | 26.24 | -15.826 |  |  | 41.94 | -9.8622
4257 | 26.2551 | -15.8108 |  |  | 41.9585 | -9.8436
4258 | 26.2763 | -15.7894 |  |  | 41.9714 | -9.8305
4259 | 26.2805 | -15.7851 |  |  | 42.0023 | -9.7995
4260 | 26.3132 | -15.7523 |  |  | 42.0099 | -9.7917
4261 | 26.292 | -15.7733 |  |  | 41.9916 | -9.8099
4262 | 26.3081 | -15.757 |  |  | 42.0161 | -9.7852
4263 | 26.322 | -15.743 |  |  | 42.0074 | -9.7938
4264 | 26.322 | -15.7428 |  |  | 42.0225 | -9.7785
4265 | 26.3296 | -15.7351 |  |  | 42.0019 | -9.799
4266 | 26.3234 | -15.7411 |  |  | 42.0089 | -9.7918
4267 | 26.3257 | -15.7387 |  |  | 41.9723 | -9.8283
4268 | 26.338 | -15.7263 |  |  | 41.9731 | -9.8273
4269 | 26.3297 | -15.7344 |  |  | 41.9707 | -9.8297
4270 | 26.3195 | -15.7444 |  |  | 41.971 | -9.8292
4271 | 26.3177 | -15.7462 |  |  | 41.9408 | -9.8592
4272 | 26.3048 | -15.7588 |  |  | 41.9201 | -9.8798
4273 | 26.2919 | -15.7717 |  |  | 41.9102 | -9.8895
4274 | 26.2695 | -15.7939 |  |  | 41.8961 | -9.9035
4275 | 26.2603 | -15.8029 |  |  | 41.8542 | -9.9453
4276 | 26.2333 | -15.8298 |  |  | 41.8275 | -9.9717
4277 | 26.2118 | -15.8511 |  |  | 41.8197 | -9.9794
4278 | 26.202 | -15.8608 |  |  | 41.7848 | -10.0142
4279 | 26.1769 | -15.8858 |  |  | 41.7536 | -10.0452
4280 | 26.1436 | -15.9189 |  |  | 41.7041 | -10.0946
4281 | 26.1097 | -15.9527 |  |  | 41.6717 | -10.1269
4282 | 26.0856 | -15.9766 |  |  | 41.6443 | -10.1541
4283 | 26.0527 | -16.0093 |  |  | 41.6243 | -10.174
4284 | 26.0195 | -16.0424 |  |  | 41.5815 | -10.2166
4285 | 26.0194 | -16.0424 |  |  | 41.5527 | -10.2452
4286 | 25.9707 | -16.091 |  |  | 41.5222 | -10.2756
4287 | 25.9338 | -16.1276 |  |  | 41.4777 | -10.32
4288 | 25.8976 | -16.1637 |  |  | 41.4427 | -10.3548
4289 | 25.8664 | -16.1948 |  |  | 41.3993 | -10.3981
4290 | 25.8414 | -16.2196 |  |  | 41.3954 | -10.4018
4291 | 25.8011 | -16.2598 |  |  | 41.3651 | -10.432
4292 | 25.7617 | -16.299 |  |  | 41.3437 | -10.4532
4293 | 25.7455 | -16.3151 |  |  | 41.3171 | -10.4797
4294 | 25.7129 | -16.3476 |  |  | 41.2963 | -10.5004
4295 | 25.665 | -16.3953 |  |  | 41.2609 | -10.5356
4296 | 25.656 | -16.4041 |  |  | 41.2519 | -10.5445
4297 | 25.6399 | -16.42 |  |  | 41.2431 | -10.5531
4298 | 25.6145 | -16.4453 |  |  | 41.2258 | -10.5703
4299 | 25.5975 | -16.4622 |  |  | 41.2317 | -10.5643
4300 | 25.5804 | -16.4791 |  |  | 41.2373 | -10.5584
4301 | 25.5781 | -16.4813 |  |  | 41.1797 | -10.6159
4302 | 25.5684 | -16.4908 |  |  | 41.2179 | -10.5776
4303 | 25.5675 | -16.4916 |  |  | 41.2471 | -10.5482
4304 | 25.5688 | -16.4902 |  |  | 41.2544 | -10.5408
4305 | 25.5733 | -16.4855 |  |  | 41.2693 | -10.5258
4306 | 25.5841 | -16.4746 |  |  | 41.2593 | -10.5356
4307 | 25.5941 | -16.4644 |  |  | 41.3135 | -10.4812
4308 | 25.624 | -16.4344 |  |  | 41.3185 | -10.4761
4309 | 25.6314 | -16.4268 |  |  | 41.3384 | -10.456
4310 | 25.6621 | -16.396 |  |  | 41.3962 | -10.3981
4311 | 25.6972 | -16.3607 |  |  | 41.4402 | -10.354
4312 | 25.714 | -16.3438 |  |  | 41.4586 | -10.3354
4313 | 25.7609 | -16.2967 |  |  | 41.533 | -10.2609
4314 | 25.7917 | -16.2657 |  |  | 41.5427 | -10.2511
4315 | 25.8186 | -16.2387 |  |  | 41.5777 | -10.2159
4316 | 25.8875 | -16.1696 |  |  | 41.6276 | -10.1658
4317 | 25.917 | -16.14 |  |  | 41.6663 | -10.127
4318 | 25.9417 | -16.1152 |  |  | 41.7353 | -10.0578
4319 | 26.0606 | -15.9961 |  |  | 41.8613 | -9.9317
4320 | 26.1036 | -15.953 |  |  | 41.9049 | -9.8879
4321 | 26.1499 | -15.9065 |  |  | 41.9511 | -9.8416
4322 | 26.1247 | -15.9315 |  |  | 41.887 | -9.9056
4323 | 26.1702 | -15.8859 |  |  | 41.9611 | -9.8313
4324 | 26.1893 | -15.8667 |  |  | 41.9602 | -9.8321
4325 | 26.2603 | -15.7955 |  |  | 42.0281 | -9.764
4326 | 26.3088 | -15.7469 |  |  | 42.0456 | -9.7464
4327 | 26.3676 | -15.6879 |  |  | 42.0864 | -9.7055
4328 | 26.4027 | -15.6526 |  |  | 42.1257 | -9.6659
4329 | 26.443 | -15.6123 |  |  | 42.1661 | -9.6254
4330 | 26.4883 | -15.5668 |  |  | 42.1887 | -9.6027
4331 | 26.5357 | -15.5192 |  |  | 42.2106 | -9.5806
4332 | 26.5529 | -15.5018 |  |  | 42.2401 | -9.551
4333 | 26.5725 | -15.4822 |  |  | 42.2677 | -9.5232
4334 | 26.5933 | -15.4612 |  |  | 42.2944 | -9.4964
4335 | 26.6125 | -15.4418 |  |  | 42.2954 | -9.4952
4336 | 26.6251 | -15.429 |  |  | 42.2702 | -9.5203
4337 | 26.6332 | -15.4209 |  |  | 42.2737 | -9.5166
4338 | 26.6306 | -15.4233 |  |  | 42.2821 | -9.5081
4339 | 26.6505 | -15.4032 |  |  | 42.286 | -9.5041
4340 | 26.6348 | -15.4187 |  |  | 42.2674 | -9.5225
4341 | 26.6345 | -15.4189 |  |  | 42.249 | -9.5407
4342 | 26.6116 | -15.4417 |  |  | 42.216 | -9.5736
4343 | 26.5903 | -15.4629 |  |  | 42.2029 | -9.5865
4344 | 26.5817 | -15.4713 |  |  | 42.1658 | -9.6235
4345 | 26.5522 | -15.5006 |  |  | 42.0945 | -9.6946
4346 | 26.5205 | -15.5322 |  |  | 42.1018 | -9.6872
4347 | 26.4691 | -15.5834 |  |  | 42.0772 | -9.7117
4348 | 26.424 | -15.6284 |  |  | 42.0133 | -9.7754
4349 | 26.3959 | -15.6564 |  |  | 41.9743 | -9.8143
4350 | 26.3383 | -15.7138 |  |  | 41.9377 | -9.8507
4351 | 26.2907 | -15.7612 |  |  | 41.8841 | -9.9042
4352 | 26.2469 | -15.8049 |  |  | 41.8435 | -9.9446
4353 | 26.1884 | -15.8633 |  |  | 41.7873 | -10.0007
4354 | 26.1277 | -15.9238 |  |  | 41.7306 | -10.0573
4355 | 26.0846 | -15.9667 |  |  | 41.6829 | -10.1048
4356 | 26.0276 | -16.0236 |  |  | 41.6321 | -10.1554
4357 | 25.9741 | -16.077 |  |  | 41.6164 | -10.171
4358 | 25.9255 | -16.1254 |  |  | 41.5649 | -10.2224
4359 | 25.8988 | -16.1519 |  |  | 41.5312 | -10.2559
4360 | 25.8459 | -16.2047 |  |  | 41.4977 | -10.2893
4361 | 25.7956 | -16.2548 |  |  | 41.4652 | -10.3215
4362 | 25.7697 | -16.2806 |  |  | 41.4436 | -10.343
4363 | 25.738 | -16.3121 |  |  | 41.4079 | -10.3786
4364 | 25.7203 | -16.3297 |  |  | 41.4439 | -10.3425
4365 | 25.6787 | -16.3712 |  |  | 41.4201 | -10.3661
4366 | 25.6653 | -16.3844 |  |  | 41.4071 | -10.3789
4367 | 25.6675 | -16.382 |  |  | 41.4091 | -10.3768
4368 | 25.6607 | -16.3887 |  |  | 41.4339 | -10.3519
4369 | 25.6297 | -16.4195 |  |  | 41.4383 | -10.3473
4370 | 25.6545 | -16.3946 |  |  | 41.4657 | -10.3197
4371 | 25.6749 | -16.374 |  |  | 41.4737 | -10.3116
4372 | 25.6917 | -16.3571 |  |  | 41.4874 | -10.2977
4373 | 25.7041 | -16.3445 |  |  | 41.5337 | -10.2513
4374 | 25.7522 | -16.2962 |  |  | 41.5828 | -10.202
4375 | 25.7736 | -16.2747 |  |  | 41.6092 | -10.1755
4376 | 25.8139 | -16.2343 |  |  | 41.665 | -10.1196
4377 | 25.8513 | -16.1967 |  |  | 41.7139 | -10.0705
4378 | 25.9172 | -16.1307 |  |  | 41.7758 | -10.0085
4379 | 25.9568 | -16.0909 |  |  | 41.8134 | -9.9707
4380 | 25.9941 | -16.0534 |  |  | 41.8734 | -9.9106
4381 | 26.0491 | -15.9983 |  |  | 41.9282 | -9.8557
4382 | 26.1181 | -15.9292 |  |  | 41.9847 | -9.799
4383 | 26.1731 | -15.874 |  |  | 42.0545 | -9.729
4384 | 26.2376 | -15.8094 |  |  | 42.0962 | -9.6872
4385 | 26.2985 | -15.7483 |  |  | 42.175 | -9.6083
4386 | 26.3687 | -15.6779 |  |  | 42.2142 | -9.5689
4387 | 26.4199 | -15.6266 |  |  | 42.2885 | -9.4944
4388 | 26.4855 | -15.5609 |  |  | 42.3481 | -9.4347
4389 | 26.5461 | -15.5001 |  |  | 42.4049 | -9.3777
4390 | 26.5933 | -15.4528 |  |  | 42.4489 | -9.3336
4391 | 26.6624 | -15.3835 |  |  | 42.5088 | -9.2736
4392 | 26.7085 | -15.3373 |  |  | 42.5354 | -9.2468
4393 | 26.7527 | -15.2929 |  |  | 42.5814 | -9.2007
4394 | 26.8025 | -15.243 |  |  | 42.5968 | -9.1851
4395 | 26.8352 | -15.2101 |  |  | 42.6197 | -9.1621
4396 | 26.8576 | -15.1876 |  |  | 42.6478 | -9.1338
4397 | 26.8848 | -15.1602 |  |  | 42.671 | -9.1104
4398 | 26.9075 | -15.1374 |  |  | 42.6796 | -9.1017
4399 | 26.9239 | -15.1208 |  |  | 42.6655 | -9.1156
4400 | 26.9386 | -15.106 |  |  | 42.7068 | -9.0742
4401 | 26.9356 | -15.1088 |  |  | 42.6774 | -9.1035
4402 | 26.937 | -15.1072 |  |  | 42.634 | -9.1467
4403 | 26.9322 | -15.1119 |  |  | 42.6227 | -9.1579
4404 | 26.9074 | -15.1365 |  |  | 42.6181 | -9.1623
4405 | 26.8918 | -15.152 |  |  | 42.5738 | -9.2065
4406 | 26.8534 | -15.1902 |  |  | 42.5267 | -9.2534
4407 | 26.8308 | -15.2127 |  |  | 42.4931 | -9.2869
4408 | 26.7956 | -15.2477 |  |  | 42.4517 | -9.3281
4409 | 26.7398 | -15.3034 |  |  | 42.4233 | -9.3564
4410 | 26.6881 | -15.355 |  |  | 42.3741 | -9.4055
4411 | 26.6326 | -15.4102 |  |  | 42.3028 | -9.4766
4412 | 26.5849 | -15.4579 |  |  | 42.2598 | -9.5194
4413 | 26.528 | -15.5146 |  |  | 42.2035 | -9.5755
4414 | 26.4463 | -15.5961 |  |  | 42.0947 | -9.6842
4415 | 26.3874 | -15.6549 |  |  | 42.0543 | -9.7245
4416 | 26.3357 | -15.7064 |  |  | 42.0078 | -9.7708
4417 | 26.2819 | -15.7601 |  |  | 41.9362 | -9.8423
4418 | 26.1995 | -15.8424 |  |  | 41.8762 | -9.9022
4419 | 26.1536 | -15.888 |  |  | 41.8148 | -9.9634
4420 | 26.0994 | -15.9421 |  |  | 41.7549 | -10.0231
4421 | 26.0446 | -15.9968 |  |  | 41.7136 | -10.0643
4422 | 25.9804 | -16.0608 |  |  | 41.6494 | -10.1283
4423 | 25.912 | -16.129 |  |  | 41.6227 | -10.1548
4424 | 25.8758 | -16.1651 |  |  | 41.5655 | -10.2119
4425 | 25.816 | -16.2247 |  |  | 41.5469 | -10.2304
4426 | 25.7954 | -16.2452 |  |  | 41.5135 | -10.2637
4427 | 25.7662 | -16.2742 |  |  | 41.4943 | -10.2827
4428 | 25.7335 | -16.3068 |  |  | 41.4934 | -10.2834
4429 | 25.7155 | -16.3247 |  |  | 41.4813 | -10.2954
4430 | 25.7145 | -16.3255 |  |  | 41.4966 | -10.2799
4431 | 25.6957 | -16.3441 |  |  | 41.496 | -10.2804
4432 | 25.7006 | -16.3391 |  |  | 41.4874 | -10.2889
4433 | 25.7082 | -16.3313 |  |  | 41.544 | -10.2321
4434 | 25.7397 | -16.2997 |  |  | 41.5501 | -10.2259
4435 | 25.7483 | -16.2909 |  |  | 41.5939 | -10.1819
4436 | 25.7974 | -16.2417 |  |  | 41.6301 | -10.1455
4437 | 25.8294 | -16.2095 |  |  | 41.7028 | -10.0727
4438 | 25.8743 | -16.1645 |  |  | 41.7713 | -10.0041
4439 | 25.9196 | -16.119 |  |  | 41.7871 | -9.9881
4440 | 25.9843 | -16.0542 |  |  | 41.8769 | -9.8982
4441 | 26.04 | -15.9983 |  |  | 41.9296 | -9.8453
4442 | 26.1039 | -15.9343 |  |  | 42.0068 | -9.7679
4443 | 26.1596 | -15.8784 |  |  | 42.069 | -9.7056
4444 | 26.2301 | -15.8078 |  |  | 42.1606 | -9.6139
4445 | 26.3232 | -15.7145 |  |  | 42.2634 | -9.5108
4446 | 26.3877 | -15.6499 |  |  | 42.3391 | -9.435
4447 | 26.4736 | -15.5638 |  |  | 42.4215 | -9.3525
4448 | 26.5536 | -15.4836 |  |  | 42.5079 | -9.266
4449 | 26.6434 | -15.3937 |  |  | 42.5653 | -9.2084
4450 | 26.7208 | -15.3161 |  |  | 42.6532 | -9.1204
4451 | 26.8112 | -15.2256 |  |  | 42.7318 | -9.0416
4452 | 26.8645 | -15.1721 |  |  | 42.8137 | -8.9595
4453 | 26.9641 | -15.0724 |  |  | 42.8762 | -8.8969
4454 | 27.0181 | -15.0183 |  |  | 42.9393 | -8.8337
4455 | 27.0856 | -14.9506 |  |  | 43.0077 | -8.7651
4456 | 27.1495 | -14.8866 |  |  | 43.0508 | -8.7219
4457 | 27.2021 | -14.8338 |  |  | 43.0876 | -8.6849
4458 | 27.2478 | -14.788 |  |  | 43.1461 | -8.6263
4459 | 27.3053 | -14.7303 |  |  | 43.1629 | -8.6093
4460 | 27.3639 | -14.6716 |  |  | 43.2219 | -8.5502
4461 | 27.3795 | -14.6558 |  |  | 43.2426 | -8.5293
4462 | 27.4087 | -14.6264 |  |  | 43.2256 | -8.5462
4463 | 27.4394 | -14.5956 |  |  | 43.23 | -8.5416
4464 | 27.4498 | -14.5851 |  |  | 43.2585 | -8.5129
4465 | 27.4534 | -14.5812 |  |  | 43.2656 | -8.5057
4466 | 27.4648 | -14.5698 |  |  | 43.266 | -8.5051
4467 | 27.4568 | -14.5776 |  |  | 43.2667 | -8.5043
4468 | 27.4549 | -14.5793 |  |  | 43.2145 | -8.5564
4469 | 27.4319 | -14.6021 |  |  | 43.204 | -8.5667
4470 | 27.4062 | -14.6277 |  |  | 43.1737 | -8.5969
4471 | 27.3818 | -14.6519 |  |  | 43.1325 | -8.6379
4472 | 27.3558 | -14.6778 |  |  | 43.0888 | -8.6815
4473 | 27.3152 | -14.7183 |  |  | 43.0755 | -8.6946
4474 | 27.2708 | -14.7625 |  |  | 43.0104 | -8.7596
4475 | 27.221 | -14.8122 |  |  | 42.931 | -8.8388
4476 | 27.1688 | -14.8642 |  |  | 42.9066 | -8.863
4477 | 27.1139 | -14.9189 |  |  | 42.8342 | -8.9353
4478 | 27.0534 | -14.9792 |  |  | 42.7622 | -9.0072
4479 | 26.9893 | -15.0432 |  |  | 42.6795 | -9.0897
4480 | 26.9464 | -15.0859 |  |  | 42.6362 | -9.1329
4481 | 26.87 | -15.1622 |  |  | 42.5609 | -9.2079
4482 | 26.805 | -15.2271 |  |  | 42.4712 | -9.2975
4483 | 26.7326 | -15.2993 |  |  | 42.4241 | -9.3445
4484 | 26.6854 | -15.3463 |  |  | 42.3712 | -9.3972
4485 | 26.5996 | -15.432 |  |  | 42.2974 | -9.4709
4486 | 26.521 | -15.5105 |  |  | 42.2045 | -9.5636
4487 | 26.459 | -15.5723 |  |  | 42.1574 | -9.6106
4488 | 26.3932 | -15.638 |  |  | 42.099 | -9.6688
4489 | 26.3326 | -15.6984 |  |  | 42.0356 | -9.7321
4490 | 26.281 | -15.7498 |  |  | 42.0039 | -9.7636
4491 | 26.2119 | -15.8188 |  |  | 41.9418 | -9.8256
4492 | 26.161 | -15.8696 |  |  | 41.8749 | -9.8923
4493 | 26.1152 | -15.9152 |  |  | 41.8424 | -9.9246
4494 | 26.0694 | -15.9608 |  |  | 41.8007 | -9.9662
4495 | 26.0289 | -16.0012 |  |  | 41.7965 | -9.9703
4496 | 26.0171 | -16.0128 |  |  | 41.7286 | -10.038
4497 | 25.9759 | -16.0539 |  |  | 41.7376 | -10.0289
4498 | 25.9438 | -16.0858 |  |  | 41.7156 | -10.0507
4499 | 25.9436 | -16.0858 |  |  | 41.7166 | -10.0496
4500 | 25.9178 | -16.1115 |  |  | 41.7424 | -10.0236
4501 | 25.9006 | -16.1285 |  |  | 41.7127 | -10.0532
4502 | 25.9138 | -16.1152 |  |  | 41.7439 | -10.0218
4503 | 25.9048 | -16.124 |  |  | 41.7325 | -10.0331
4504 | 25.9187 | -16.11 |  |  | 41.7579 | -10.0075
4505 | 25.9229 | -16.1057 |  |  | 41.7665 | -9.9988
4506 | 25.9516 | -16.0768 |  |  | 41.8022 | -9.963
4507 | 25.9935 | -16.0348 |  |  | 41.829 | -9.936
4508 | 26.0107 | -16.0174 |  |  | 41.8619 | -9.903
4509 | 26.0509 | -15.977 |  |  | 41.9286 | -9.8361
4510 | 26.0816 | -15.9462 |  |  | 41.9559 | -9.8086
4511 | 26.1388 | -15.8888 |  |  | 42.0139 | -9.7505
4512 | 26.1652 | -15.8623 |  |  | 42.0495 | -9.7147
4513 | 26.2135 | -15.8138 |  |  | 42.1026 | -9.6615
4514 | 26.2611 | -15.766 |  |  | 42.1556 | -9.6083
4515 | 26.3129 | -15.7141 |  |  | 42.1861 | -9.5777
4516 | 26.3675 | -15.6593 |  |  | 42.2644 | -9.4992
4517 | 26.4246 | -15.6021 |  |  | 42.3591 | -9.4044
4518 | 26.4737 | -15.5528 |  |  | 42.365 | -9.3983
4519 | 26.5183 | -15.508 |  |  | 42.4159 | -9.3472
4520 | 26.58 | -15.4462 |  |  | 42.4772 | -9.2858
4521 | 26.6343 | -15.3917 |  |  | 42.5138 | -9.2491
4522 | 26.6882 | -15.3377 |  |  | 42.5761 | -9.1866
4523 | 26.7372 | -15.2885 |  |  | 42.6287 | -9.1339
4524 | 26.7919 | -15.2337 |  |  | 42.6773 | -9.0851
4525 | 26.8489 | -15.1765 |  |  | 42.7 | -9.0622
4526 | 26.8784 | -15.1469 |  |  | 42.7652 | -8.9969
4527 | 26.915 | -15.1101 |  |  | 42.7782 | -8.9837
4528 | 26.9665 | -15.0585 |  |  | 42.8193 | -8.9425
4529 | 26.9853 | -15.0395 |  |  | 42.8168 | -8.9448
4530 | 27.0306 | -14.994 |  |  | 42.8903 | -8.8712
4531 | 27.068 | -14.9565 |  |  | 42.9142 | -8.8471
4532 | 27.0823 | -14.942 |  |  | 42.9231 | -8.8381
4533 | 27.0929 | -14.9313 |  |  | 42.9288 | -8.8322
4534 | 27.1114 | -14.9126 |  |  | 42.9179 | -8.843
4535 | 27.1314 | -14.8925 |  |  | 42.9315 | -8.8292
4536 | 27.1408 | -14.883 |  |  | 42.9184 | -8.8422
4537 | 27.1502 | -14.8734 |  |  | 42.9207 | -8.8397
4538 | 27.1559 | -14.8676 |  |  | 42.9279 | -8.8323
4539 | 27.1601 | -14.8632 |  |  | 42.9119 | -8.8483
4540 | 27.1549 | -14.8682 |  |  | 42.8918 | -8.8682
4541 | 27.1403 | -14.8827 |  |  | 42.9008 | -8.859
4542 | 27.1215 | -14.9013 |  |  | 42.8832 | -8.8764
4543 | 27.13 | -14.8927 |  |  | 42.8651 | -8.8944
4544 | 27.126 | -14.8965 |  |  | 42.8705 | -8.8889
4545 | 27.101 | -14.9214 |  |  | 42.8316 | -8.9276
4546 | 27.0612 | -14.961 |  |  | 42.8228 | -8.9362
4547 | 27.0421 | -14.9799 |  |  | 42.7912 | -8.9677
4548 | 27.0366 | -14.9853 |  |  | 42.7685 | -8.9903
4549 | 26.9939 | -15.0278 |  |  | 42.7398 | -9.0188
4550 | 26.9702 | -15.0513 |  |  | 42.7248 | -9.0336
4551 | 26.9495 | -15.0719 |  |  | 42.6718 | -9.0865
4552 | 26.9252 | -15.0961 |  |  | 42.6341 | -9.124
4553 | 26.9014 | -15.1197 |  |  | 42.6443 | -9.1136
4554 | 26.8597 | -15.1613 |  |  | 42.6108 | -9.147
4555 | 26.8231 | -15.1977 |  |  | 42.5869 | -9.1708
4556 | 26.8068 | -15.2138 |  |  | 42.5438 | -9.2137
4557 | 26.7621 | -15.2584 |  |  | 42.4988 | -9.2586
4558 | 26.7506 | -15.2697 |  |  | 42.4852 | -9.272
4559 | 26.7153 | -15.3048 |  |  | 42.4639 | -9.2932
4560 | 26.6853 | -15.3347 |  |  | 42.4256 | -9.3313
4561 | 26.648 | -15.3718 |  |  | 42.4526 | -9.3042
4562 | 26.6155 | -15.4042 |  |  | 42.4019 | -9.3547
4563 | 26.5918 | -15.4278 |  |  | 42.3604 | -9.3961
4564 | 26.5713 | -15.4481 |  |  | 42.3563 | -9.4
4565 | 26.5453 | -15.4739 |  |  | 42.3304 | -9.4258
4566 | 26.5149 | -15.5042 |  |  | 42.3187 | -9.4373
4567 | 26.5213 | -15.4976 |  |  | 42.3034 | -9.4524
4568 | 26.4859 | -15.5329 |  |  | 42.3211 | -9.4346
4569 | 26.4806 | -15.538 |  |  | 42.2713 | -9.4842
4570 | 26.4784 | -15.54 |  |  | 42.2867 | -9.4687
4571 | 26.4671 | -15.5512 |  |  | 42.2599 | -9.4954
4572 | 26.4734 | -15.5447 |  |  | 42.2678 | -9.4872
4573 | 26.442 | -15.576 |  |  | 42.246 | -9.5089
4574 | 26.423 | -15.5948 |  |  | 42.2653 | -9.4895
4575 | 26.4397 | -15.578 |  |  | 42.2734 | -9.4813
4576 | 26.4463 | -15.5712 |  |  | 42.2938 | -9.4606
4577 | 26.4426 | -15.5747 |  |  | 42.2534 | -9.501
4578 | 26.4453 | -15.5719 |  |  | 42.2706 | -9.4836
4579 | 26.4525 | -15.5645 |  |  | 42.3224 | -9.4316
4580 | 26.4686 | -15.5483 |  |  | 42.3136 | -9.4403
4581 | 26.4853 | -15.5314 |  |  | 42.3319 | -9.4218
4582 | 26.5013 | -15.5153 |  |  | 42.3773 | -9.3763
4583 | 26.5181 | -15.4983 |  |  | 42.3836 | -9.3698
4584 | 26.5429 | -15.4733 |  |  | 42.3889 | -9.3643
4585 | 26.5678 | -15.4483 |  |  | 42.431 | -9.3221
4586 | 26.5588 | -15.4572 |  |  | 42.4392 | -9.3137
4587 | 26.6064 | -15.4094 |  |  | 42.4685 | -9.2843
4588 | 26.6318 | -15.3838 |  |  | 42.4933 | -9.2594
4589 | 26.6481 | -15.3674 |  |  | 42.5197 | -9.2328
4590 | 26.6733 | -15.342 |  |  | 42.5445 | -9.2079
4591 | 26.7029 | -15.3123 |  |  | 42.5701 | -9.1821
4592 | 26.7189 | -15.2961 |  |  | 42.5895 | -9.1625
4593 | 26.7364 | -15.2785 |  |  | 42.6336 | -9.1183
4594 | 26.7832 | -15.2315 |  |  | 42.6343 | -9.1174
4595 | 26.7883 | -15.2263 |  |  | 42.657 | -9.0945
4596 | 26.8176 | -15.1968 |  |  | 42.6749 | -9.0765
4597 | 26.8534 | -15.1609 |  |  | 42.6848 | -9.0664
4598 | 26.8744 | -15.1396 |  |  | 42.7225 | -9.0286
4599 | 26.8832 | -15.1307 |  |  | 42.7497 | -9.0013
4600 | 26.9147 | -15.0991 |  |  | 42.7577 | -8.9931
4601 | 26.9358 | -15.0778 |  |  | 42.7979 | -8.9527
4602 | 26.9621 | -15.0513 |  |  | 42.8061 | -8.9444
4603 | 26.962 | -15.0513 |  |  | 42.8301 | -8.9203
4604 | 26.9828 | -15.0303 |  |  | 42.8376 | -8.9126
4605 | 26.997 | -15.016 |  |  | 42.8733 | -8.8767
4606 | 27.0228 | -14.99 |  |  | 42.8791 | -8.8708
4607 | 27.0185 | -14.9942 |  |  | 42.8678 | -8.882
4608 | 27.0186 | -14.9939 |  |  | 42.8594 | -8.8902
4609 | 27.0151 | -14.9973 |  |  | 42.8768 | -8.8726
4610 | 27.0264 | -14.9859 |  |  | 42.8974 | -8.8519
4611 | 27.0256 | -14.9864 |  |  | 42.8699 | -8.8793
4612 | 27.0468 | -14.9651 |  |  | 42.884 | -8.865
4613 | 27.0501 | -14.9616 |  |  | 42.8777 | -8.8711
4614 | 27.033 | -14.9785 |  |  | 42.8792 | -8.8695
4615 | 27.0428 | -14.9686 |  |  | 42.8608 | -8.8877
4616 | 27.0342 | -14.9771 |  |  | 42.8571 | -8.8913
4617 | 27.0296 | -14.9815 |  |  | 42.8502 | -8.8979
4618 | 27.0236 | -14.9874 |  |  | 42.8549 | -8.8931
4619 | 27.0138 | -14.997 |  |  | 42.8566 | -8.8913
4620 | 26.9984 | -15.0123 |  |  | 42.8393 | -8.9085
4621 | 26.9931 | -15.0173 |  |  | 42.8251 | -8.9225
4622 | 26.97 | -15.0403 |  |  | 42.8047 | -8.9427
4623 | 26.9691 | -15.0411 |  |  | 42.7989 | -8.9483
4624 | 26.9278 | -15.0822 |  |  | 42.7698 | -8.9773
4625 | 26.9176 | -15.0922 |  |  | 42.7326 | -9.0143
4626 | 26.9033 | -15.1064 |  |  | 42.7279 | -9.0189
4627 | 26.884 | -15.1256 |  |  | 42.7211 | -9.0255
4628 | 26.8762 | -15.1331 |  |  | 42.697 | -9.0495
4629 | 26.8666 | -15.1426 |  |  | 42.7011 | -9.0453
4630 | 26.8578 | -15.1513 |  |  | 42.6654 | -9.0808
4631 | 26.8403 | -15.1686 |  |  | 42.6424 | -9.1036
4632 | 26.8111 | -15.1976 |  |  | 42.6278 | -9.1181
4633 | 26.7897 | -15.2189 |  |  | 42.6343 | -9.1115
4634 | 26.8292 | -15.1793 |  |  | 42.6889 | -9.0567
4635 | 26.8158 | -15.1925 |  |  | 42.6917 | -9.0537
4636 | 26.8099 | -15.1983 |  |  | 42.6804 | -9.0648
4637 | 26.7966 | -15.2113 |  |  | 42.6529 | -9.0923
4638 | 26.7725 | -15.2353 |  |  | 42.6525 | -9.0925
4639 | 26.7628 | -15.2448 |  |  | 42.6446 | -9.1002
4640 | 26.7614 | -15.2461 |  |  | 42.625 | -9.1196
4641 | 26.7695 | -15.2378 |  |  | 42.6259 | -9.1186
4642 | 26.7755 | -15.2317 |  |  | 42.6377 | -9.1066
4643 | 26.762 | -15.245 |  |  | 42.6349 | -9.1093
4644 | 26.7585 | -15.2484 |  |  | 42.618 | -9.1261
4645 | 26.7819 | -15.2248 |  |  | 42.6499 | -9.0939
4646 | 26.7891 | -15.2175 |  |  | 42.659 | -9.0847
4647 | 26.8058 | -15.2006 |  |  | 42.6832 | -9.0603
4648 | 26.8056 | -15.2006 |  |  | 42.6737 | -9.0697
4649 | 26.817 | -15.1891 |  |  | 42.702 | -9.0412
4650 | 26.8465 | -15.1594 |  |  | 42.7022 | -9.041
4651 | 26.8625 | -15.1433 |  |  | 42.7314 | -9.0116
4652 | 26.8712 | -15.1344 |  |  | 42.7649 | -8.9779
4653 | 26.8666 | -15.1388 |  |  | 42.6965 | -9.0461
4654 | 26.89 | -15.1152 |  |  | 42.7259 | -9.0166
4655 | 26.9149 | -15.0902 |  |  | 42.7588 | -8.9836
4656 | 26.964 | -15.041 |  |  | 42.7998 | -8.9423
4657 | 26.9903 | -15.0145 |  |  | 42.8209 | -8.9211
4658 | 27.024 | -14.9806 |  |  | 42.8456 | -8.8963
4659 | 27.0643 | -14.9402 |  |  | 42.881 | -8.8607
4660 | 27.0906 | -14.9137 |  |  | 42.9359 | -8.8057
4661 | 27.1323 | -14.8719 |  |  | 42.9608 | -8.7806
4662 | 27.1579 | -14.8461 |  |  | 42.9865 | -8.7547
4663 | 27.1769 | -14.8269 |  |  | 43.0061 | -8.735
4664 | 27.2193 | -14.7844 |  |  | 43.0537 | -8.6872
4665 | 27.2515 | -14.7521 |  |  | 43.0904 | -8.6504
4666 | 27.2727 | -14.7307 |  |  | 43.1259 | -8.6147
4667 | 27.3142 | -14.689 |  |  | 43.1522 | -8.5883
4668 | 27.3295 | -14.6736 |  |  | 43.1928 | -8.5475
4669 | 27.3524 | -14.6505 |  |  | 43.2097 | -8.5305
4670 | 27.3743 | -14.6285 |  |  | 43.2411 | -8.4989
4671 | 27.4065 | -14.5961 |  |  | 43.27 | -8.4698
4672 | 27.4331 | -14.5693 |  |  | 43.2959 | -8.4438
4673 | 27.4518 | -14.5504 |  |  | 43.2979 | -8.4416
4674 | 27.4796 | -14.5225 |  |  | 43.3478 | -8.3916
4675 | 27.4928 | -14.5092 |  |  | 43.3571 | -8.3821
4676 | 27.5071 | -14.4947 |  |  | 43.3717 | -8.3673
4677 | 27.5244 | -14.4773 |  |  | 43.3883 | -8.3506
4678 | 27.5325 | -14.469 |  |  | 43.4162 | -8.3226
4679 | 27.5483 | -14.453 |  |  | 43.4432 | -8.2954
4680 | 27.5514 | -14.4498 |  |  | 43.4311 | -8.3074
4681 | 27.5644 | -14.4366 |  |  | 43.427 | -8.3113
4682 | 27.5639 | -14.437 |  |  | 43.4295 | -8.3087
4683 | 27.5759 | -14.4247 |  |  | 43.4605 | -8.2775
4684 | 27.5772 | -14.4233 |  |  | 43.4587 | -8.2792
4685 | 27.5689 | -14.4314 |  |  | 43.4519 | -8.2858
4686 | 27.5643 | -14.4359 |  |  | 43.4503 | -8.2873
4687 | 27.5664 | -14.4337 |  |  | 43.4446 | -8.2927
4688 | 27.5557 | -14.4442 |  |  | 43.4514 | -8.2858
4689 | 27.5577 | -14.442 |  |  | 43.441 | -8.296
4690 | 27.5439 | -14.4557 |  |  | 43.4305 | -8.3064
4691 | 27.5363 | -14.4631 |  |  | 43.423 | -8.3138
4692 | 27.5215 | -14.4778 |  |  | 43.3955 | -8.3411
4693 | 27.5243 | -14.4748 |  |  | 43.4 | -8.3365
4694 | 27.4873 | -14.5116 |  |  | 43.3533 | -8.383
4695 | 27.4637 | -14.5351 |  |  | 43.3663 | -8.3698
4696 | 27.4566 | -14.542 |  |  | 43.3377 | -8.3983
4697 | 27.4369 | -14.5616 |  |  | 43.3268 | -8.409
4698 | 27.4212 | -14.5771 |  |  | 43.2846 | -8.451
4699 | 27.3749 | -14.6233 |  |  | 43.2552 | -8.4803
4700 | 27.3468 | -14.6512 |  |  | 43.2166 | -8.5188
4701 | 27.345 | -14.6528 |  |  | 43.1954 | -8.5398
4702 | 27.3016 | -14.6961 |  |  | 43.162 | -8.573
4703 | 27.285 | -14.7126 |  |  | 43.1427 | -8.5922
4704 | 27.2515 | -14.7458 |  |  | 43.1115 | -8.6232
4705 | 27.2416 | -14.7556 |  |  | 43.1216 | -8.613
4706 | 27.2155 | -14.7816 |  |  | 43.0536 | -8.6808
4707 | 27.1899 | -14.807 |  |  | 43.0481 | -8.6862
4708 | 27.1859 | -14.8108 |  |  | 43.0366 | -8.6975
4709 | 27.1644 | -14.8321 |  |  | 43.0159 | -8.7181
4710 | 27.1385 | -14.8579 |  |  | 43.0069 | -8.7269
4711 | 27.1215 | -14.8747 |  |  | 42.9892 | -8.7445
4712 | 27.1213 | -14.8748 |  |  | 42.9681 | -8.7654
4713 | 27.1131 | -14.8829 |  |  | 42.961 | -8.7723
4714 | 27.096 | -14.8997 |  |  | 42.9556 | -8.7776
4715 | 27.0877 | -14.9079 |  |  | 42.9375 | -8.7955
4716 | 27.0959 | -14.8995 |  |  | 42.9485 | -8.7843
4717 | 27.1205 | -14.8748 |  |  | 42.9484 | -8.7843
4718 | 27.1203 | -14.8748 |  |  | 42.9702 | -8.7623
4719 | 27.1358 | -14.8591 |  |  | 42.9712 | -8.7612
4720 | 27.1465 | -14.8483 |  |  | 42.9899 | -8.7423
4721 | 27.172 | -14.8226 |  |  | 43.022 | -8.7101
4722 | 27.1873 | -14.8071 |  |  | 43.0161 | -8.7158
4723 | 27.2093 | -14.785 |  |  | 43.0645 | -8.6673
4724 | 27.2419 | -14.7522 |  |  | 43.091 | -8.6406
4725 | 27.2661 | -14.7279 |  |  | 43.1046 | -8.6269
4726 | 27.2821 | -14.7118 |  |  | 43.1238 | -8.6075
4727 | 27.3086 | -14.6851 |  |  | 43.1756 | -8.5556
4728 | 27.3403 | -14.6532 |  |  | 43.2309 | -8.5
4729 | 27.3782 | -14.6151 |  |  | 43.2438 | -8.487
4730 | 27.4088 | -14.5843 |  |  | 43.2986 | -8.4321
4731 | 27.4593 | -14.5338 |  |  | 43.3351 | -8.3954
4732 | 27.5093 | -14.4836 |  |  | 43.3851 | -8.3452
4733 | 27.5668 | -14.426 |  |  | 43.4129 | -8.3174
4734 | 27.6118 | -14.3808 |  |  | 43.4688 | -8.2613
4735 | 27.6375 | -14.3549 |  |  | 43.4973 | -8.2326
4736 | 27.6924 | -14.2998 |  |  | 43.5432 | -8.1865
4737 | 27.7366 | -14.2554 |  |  | 43.5938 | -8.1358
4738 | 27.7796 | -14.2123 |  |  | 43.6419 | -8.0875
4739 | 27.8228 | -14.1689 |  |  | 43.6675 | -8.0618
4740 | 27.8446 | -14.147 |  |  | 43.6948 | -8.0343
4741 | 27.8843 | -14.1071 |  |  | 43.7481 | -7.9809
4742 | 27.9032 | -14.088 |  |  | 43.7565 | -7.9723
4743 | 27.9587 | -14.0324 |  |  | 43.8089 | -7.9197
4744 | 27.9785 | -14.0124 |  |  | 43.8365 | -7.8919
4745 | 28.0157 | -13.9751 |  |  | 43.8726 | -7.8557
4746 | 28.0432 | -13.9475 |  |  | 43.9081 | -7.8201
4747 | 28.0582 | -13.9322 |  |  | 43.9297 | -7.7983
4748 | 28.0797 | -13.9106 |  |  | 43.9654 | -7.7624
4749 | 28.0986 | -13.8915 |  |  | 43.9458 | -7.7819
4750 | 28.1208 | -13.8692 |  |  | 43.9849 | -7.7426
4751 | 28.1353 | -13.8545 |  |  | 43.9725 | -7.7549
4752 | 28.1589 | -13.8308 |  |  | 43.9914 | -7.7358
4753 | 28.1726 | -13.8169 |  |  | 43.9818 | -7.7453
4754 | 28.1455 | -13.8438 |  |  | 44.0016 | -7.7253
4755 | 28.1548 | -13.8344 |  |  | 43.9584 | -7.7683
4756 | 28.1602 | -13.8288 |  |  | 43.987 | -7.7396
4757 | 28.1682 | -13.8206 |  |  | 43.9729 | -7.7535
4758 | 28.141 | -13.8477 |  |  | 43.9586 | -7.7677
4759 | 28.1225 | -13.8661 |  |  | 43.9391 | -7.787
4760 | 28.1128 | -13.8756 |  |  | 43.937 | -7.789
4761 | 28.0863 | -13.9019 |  |  | 43.9134 | -7.8124
4762 | 28.0911 | -13.897 |  |  | 43.9038 | -7.8219
4763 | 28.0638 | -13.9241 |  |  | 43.8912 | -7.8343
4764 | 28.0276 | -13.9601 |  |  | 43.8359 | -7.8895
4765 | 28.0106 | -13.977 |  |  | 43.8291 | -7.8961
4766 | 27.9791 | -14.0083 |  |  | 43.7786 | -7.9464
4767 | 27.9565 | -14.0307 |  |  | 43.7664 | -7.9584
4768 | 27.935 | -14.0521 |  |  | 43.764 | -7.9607
4769 | 27.8981 | -14.0888 |  |  | 43.7248 | -7.9997
4770 | 27.8304 | -14.1564 |  |  | 43.6988 | -8.0256
4771 | 27.8119 | -14.1747 |  |  | 43.6593 | -8.0649
4772 | 27.7933 | -14.1932 |  |  | 43.6512 | -8.0729
4773 | 27.7591 | -14.2272 |  |  | 43.6048 | -8.1191
4774 | 27.7086 | -14.2775 |  |  | 43.5837 | -8.14
4775 | 27.6906 | -14.2954 |  |  | 43.526 | -8.1976
4776 | 27.6674 | -14.3184 |  |  | 43.5247 | -8.1988
4777 | 27.6458 | -14.3399 |  |  | 43.4911 | -8.2322
4778 | 27.6129 | -14.3726 |  |  | 43.4616 | -8.2615
4779 | 27.5877 | -14.3976 |  |  | 43.441 | -8.282
4780 | 27.5491 | -14.4361 |  |  | 43.4363 | -8.2865
4781 | 27.533 | -14.452 |  |  | 43.4001 | -8.3225
4782 | 27.5035 | -14.4813 |  |  | 43.3941 | -8.3284
4783 | 27.4996 | -14.4851 |  |  | 43.3865 | -8.3359
4784 | 27.4615 | -14.523 |  |  | 43.3511 | -8.3711
4785 | 27.4572 | -14.5272 |  |  | 43.3576 | -8.3645
4786 | 27.4418 | -14.5424 |  |  | 43.3281 | -8.3937
4787 | 27.4296 | -14.5545 |  |  | 43.3426 | -8.3791
4788 | 27.4179 | -14.5659 |  |  | 43.3228 | -8.3988
4789 | 27.4269 | -14.5568 |  |  | 43.3321 | -8.3893
4790 | 27.4345 | -14.5491 |  |  | 43.3451 | -8.3762
4791 | 27.4307 | -14.5527 |  |  | 43.3508 | -8.3703
4792 | 27.4584 | -14.5249 |  |  | 43.3589 | -8.3621
4793 | 27.4502 | -14.5329 |  |  | 43.3556 | -8.3651
4794 | 27.4794 | -14.5035 |  |  | 43.3867 | -8.3339
4795 | 27.4851 | -14.4976 |  |  | 43.3913 | -8.3291
4796 | 27.515 | -14.4676 |  |  | 43.4217 | -8.2986
4797 | 27.555 | -14.4274 |  |  | 43.4554 | -8.2648
4798 | 27.5529 | -14.4293 |  |  | 43.4902 | -8.2298
4799 | 27.5811 | -14.401 |  |  | 43.5098 | -8.21
4800 | 27.602 | -14.3799 |  |  | 43.5475 | -8.1722
4801 | 27.6584 | -14.3234 |  |  | 43.5907 | -8.1288
4802 | 27.6823 | -14.2993 |  |  | 43.6221 | -8.0973
4803 | 27.7265 | -14.255 |  |  | 43.6525 | -8.0667
4804 | 27.7785 | -14.2028 |  |  | 43.7005 | -8.0186
4805 | 27.7978 | -14.1833 |  |  | 43.7492 | -7.9696
4806 | 27.8553 | -14.1257 |  |  | 43.7759 | -7.9428
4807 | 27.8616 | -14.1192 |  |  | 43.7953 | -7.9233
4808 | 27.9109 | -14.0697 |  |  | 43.8502 | -7.8682
4809 | 27.9519 | -14.0285 |  |  | 43.867 | -7.8513
4810 | 27.9756 | -14.0047 |  |  | 43.9073 | -7.8108
4811 | 28.0257 | -13.9544 |  |  | 43.9355 | -7.7824
4812 | 28.0415 | -13.9385 |  |  | 43.9628 | -7.7549
4813 | 28.0888 | -13.891 |  |  | 43.9862 | -7.7314
4814 | 28.1034 | -13.8763 |  |  | 44.0319 | -7.6856
4815 | 28.1433 | -13.8362 |  |  | 44.0366 | -7.6807
4816 | 28.1536 | -13.8257 |  |  | 44.0078 | -7.7093
4817 | 28.183 | -13.7962 |  |  | 44.0613 | -7.6557
4818 | 28.1982 | -13.7808 |  |  | 44.0869 | -7.63
4819 | 28.2079 | -13.771 |  |  | 44.0828 | -7.6339
4820 | 28.2167 | -13.762 |  |  | 44.1071 | -7.6094
4821 | 28.2213 | -13.7572 |  |  | 44.098 | -7.6183
4822 | 28.2394 | -13.739 |  |  | 44.1057 | -7.6105
4823 | 28.2467 | -13.7315 |  |  | 44.1111 | -7.6049
4824 | 28.2388 | -13.7392 |  |  | 44.1058 | -7.6101
4825 | 28.2395 | -13.7383 |  |  | 44.0791 | -7.6367
4826 | 28.2501 | -13.7276 |  |  | 44.1149 | -7.6006
4827 | 28.2181 | -13.7594 |  |  | 44.0818 | -7.6336
4828 | 28.2018 | -13.7756 |  |  | 44.0456 | -7.6696
4829 | 28.1888 | -13.7885 |  |  | 44.0197 | -7.6954
4830 | 28.1719 | -13.8052 |  |  | 44.0199 | -7.695
4831 | 28.1531 | -13.8238 |  |  | 43.9953 | -7.7195
4832 | 28.1486 | -13.8282 |  |  | 43.9648 | -7.7498
4833 | 28.107 | -13.8696 |  |  | 43.9254 | -7.789
4834 | 28.0888 | -13.8876 |  |  | 43.91 | -7.8043
4835 | 28.0522 | -13.924 |  |  | 43.8761 | -7.838
4836 | 28.0265 | -13.9496 |  |  | 43.8561 | -7.8579
4837 | 27.9959 | -13.98 |  |  | 43.8153 | -7.8986
4838 | 27.9634 | -14.0123 |  |  | 43.7756 | -7.938
4839 | 27.9317 | -14.0439 |  |  | 43.7485 | -7.965
4840 | 27.9145 | -14.0609 |  |  | 43.7216 | -7.9917
4841 | 27.8681 | -14.1072 |  |  | 43.7057 | -8.0075
4842 | 27.8458 | -14.1293 |  |  | 43.6626 | -8.0504
4843 | 27.7847 | -14.1902 |  |  | 43.6402 | -8.0726
4844 | 27.7599 | -14.2149 |  |  | 43.6122 | -8.1005
4845 | 27.7463 | -14.2283 |  |  | 43.5629 | -8.1496
4846 | 27.7071 | -14.2674 |  |  | 43.5692 | -8.1432
4847 | 27.6803 | -14.2939 |  |  | 43.5486 | -8.1636
4848 | 27.6611 | -14.313 |  |  | 43.5388 | -8.1733
4849 | 27.6295 | -14.3444 |  |  | 43.4659 | -8.246
4850 | 27.6053 | -14.3685 |  |  | 43.4554 | -8.2564
4851 | 27.5903 | -14.3834 |  |  | 43.4229 | -8.2887
4852 | 27.5737 | -14.3998 |  |  | 43.4314 | -8.28
4853 | 27.5617 | -14.4116 |  |  | 43.4338 | -8.2775
4854 | 27.5543 | -14.4189 |  |  | 43.4292 | -8.2819
4855 | 27.5309 | -14.4421 |  |  | 43.4379 | -8.2731
4856 | 27.5105 | -14.4623 |  |  | 43.3946 | -8.3162
4857 | 27.526 | -14.4467 |  |  | 43.4278 | -8.2829
4858 | 27.515 | -14.4575 |  |  | 43.3924 | -8.3181
4859 | 27.5152 | -14.4571 |  |  | 43.4153 | -8.295
4860 | 27.5248 | -14.4473 |  |  | 43.4168 | -8.2933
4861 | 27.5126 | -14.4594 |  |  | 43.4146 | -8.2954
4862 | 27.524 | -14.4478 |  |  | 43.458 | -8.2518
4863 | 27.5417 | -14.43 |  |  | 43.454 | -8.2556
4864 | 27.5728 | -14.3988 |  |  | 43.4621 | -8.2475
4865 | 27.5693 | -14.402 |  |  | 43.4971 | -8.2123
4866 | 27.6213 | -14.3499 |  |  | 43.5082 | -8.201
4867 | 27.6059 | -14.3651 |  |  | 43.5423 | -8.1667
4868 | 27.6402 | -14.3307 |  |  | 43.536 | -8.1729
4869 | 27.6777 | -14.293 |  |  | 43.5869 | -8.1218
4870 | 27.7082 | -14.2624 |  |  | 43.6234 | -8.0851
4871 | 27.7484 | -14.2219 |  |  | 43.6637 | -8.0447
4872 | 27.7572 | -14.213 |  |  | 43.6775 | -8.0308
4873 | 27.7959 | -14.1741 |  |  | 43.7038 | -8.0042
4874 | 27.8295 | -14.1403 |  |  | 43.7556 | -7.9523
4875 | 27.8627 | -14.107 |  |  | 43.7587 | -7.9491
4876 | 27.8811 | -14.0885 |  |  | 43.7889 | -7.9187
4877 | 27.9291 | -14.0403 |  |  | 43.8466 | -7.8608
4878 | 27.9568 | -14.0124 |  |  | 43.8846 | -7.8227
4879 | 27.9924 | -13.9767 |  |  | 43.9233 | -7.7839
4880 | 28.0447 | -13.9242 |  |  | 43.9646 | -7.7424
4881 | 28.0751 | -13.8936 |  |  | 43.9871 | -7.7197
4882 | 28.1076 | -13.861 |  |  | 44.0068 | -7.6998
4883 | 28.1331 | -13.8353 |  |  | 44.0009 | -7.7056
4884 | 28.1706 | -13.7977 |  |  | 44.0383 | -7.668
4885 | 28.2228 | -13.7453 |  |  | 44.1153 | -7.5909
4886 | 28.2319 | -13.7361 |  |  | 44.1101 | -7.5959
4887 | 28.2627 | -13.7051 |  |  | 44.1111 | -7.5947
4888 | 28.2793 | -13.6883 |  |  | 44.1316 | -7.5741
4889 | 28.2971 | -13.6703 |  |  | 44.1285 | -7.577
4890 | 28.3331 | -13.6341 |  |  | 44.1879 | -7.5175
4891 | 28.3396 | -13.6275 |  |  | 44.1706 | -7.5346
4892 | 28.3463 | -13.6207 |  |  | 44.178 | -7.527
4893 | 28.3697 | -13.597 |  |  | 44.1684 | -7.5365
4894 | 28.3828 | -13.5838 |  |  | 44.227 | -7.4777
4895 | 28.3886 | -13.5779 |  |  | 44.2379 | -7.4667
4896 | 28.3897 | -13.5766 |  |  | 44.2222 | -7.4822
4897 | 28.3876 | -13.5785 |  |  | 44.2361 | -7.4682
4898 | 28.4007 | -13.5652 |  |  | 44.2173 | -7.4868
4899 | 28.4063 | -13.5594 |  |  | 44.2217 | -7.4822
4900 | 28.4081 | -13.5575 |  |  | 44.1965 | -7.5073
4901 | 28.3891 | -13.5764 |  |  | 44.2373 | -7.4663
4902 | 28.3836 | -13.5816 |  |  | 44.2155 | -7.4879
4903 | 28.3719 | -13.5932 |  |  | 44.1865 | -7.5168
4904 | 28.3527 | -13.6122 |  |  | 44.2082 | -7.4949
4905 | 28.3326 | -13.6322 |  |  | 44.1883 | -7.5146
4906 | 28.3109 | -13.6537 |  |  | 44.1567 | -7.5461
4907 | 28.3168 | -13.6477 |  |  | 44.1351 | -7.5676
4908 | 28.2887 | -13.6756 |  |  | 44.1042 | -7.5983
4909 | 28.2587 | -13.7054 |  |  | 44.1077 | -7.5946
4910 | 28.2379 | -13.7261 |  |  | 44.0658 | -7.6363
4911 | 28.2176 | -13.7462 |  |  | 44.0544 | -7.6476
4912 | 28.1859 | -13.7777 |  |  | 44.0272 | -7.6747
4913 | 28.1552 | -13.8083 |  |  | 43.9544 | -7.7473
4914 | 28.1237 | -13.8396 |  |  | 43.976 | -7.7255
4915 | 28.0942 | -13.8689 |  |  | 43.9445 | -7.7568
4916 | 28.0864 | -13.8766 |  |  | 43.9176 | -7.7836
4917 | 28.036 | -13.9268 |  |  | 43.8762 | -7.8248
4918 | 28.0011 | -13.9616 |  |  | 43.8434 | -7.8575
4919 | 27.9634 | -13.9991 |  |  | 43.8523 | -7.8484
4920 | 27.9455 | -14.0168 |  |  | 43.7699 | -7.9307
4921 | 27.9065 | -14.0556 |  |  | 43.7718 | -7.9286
4922 | 27.8717 | -14.0902 |  |  | 43.7421 | -7.9581
4923 | 27.8404 | -14.1214 |  |  | 43.7095 | -7.9906
4924 | 27.8143 | -14.1473 |  |  | 43.6778 | -8.0221
4925 | 27.802 | -14.1595 |  |  | 43.646 | -8.0537
4926 | 27.771 | -14.1903 |  |  | 43.6049 | -8.0946
4927 | 27.7254 | -14.2358 |  |  | 43.5752 | -8.1243
4928 | 27.7175 | -14.2435 |  |  | 43.5457 | -8.1535
4929 | 27.697 | -14.2638 |  |  | 43.5132 | -8.1859
4930 | 27.6659 | -14.2947 |  |  | 43.5044 | -8.1946
4931 | 27.6349 | -14.3256 |  |  | 43.4887 | -8.2101
4932 | 27.6353 | -14.3251 |  |  | 43.4767 | -8.2219
4933 | 27.5986 | -14.3615 |  |  | 43.4669 | -8.2316
4934 | 27.5948 | -14.3652 |  |  | 43.4539 | -8.2444
4935 | 27.5967 | -14.3631 |  |  | 43.448 | -8.2501
4936 | 27.5744 | -14.3853 |  |  | 43.4502 | -8.2478
4937 | 27.5721 | -14.3874 |  |  | 43.3981 | -8.2998
4938 | 27.5837 | -14.3756 |  |  | 43.403 | -8.2946
4939 | 27.5893 | -14.3699 |  |  | 43.4146 | -8.2829
4940 | 27.5908 | -14.3682 |  |  | 43.4424 | -8.2549
4941 | 27.6016 | -14.3572 |  |  | 43.4246 | -8.2726
4942 | 27.6156 | -14.3431 |  |  | 43.4523 | -8.2447
4943 | 27.6505 | -14.308 |  |  | 43.4522 | -8.2447
4944 | 27.6629 | -14.2954 |  |  | 43.5006 | -8.196
4945 | 27.6941 | -14.2641 |  |  | 43.5102 | -8.1863
4946 | 27.7054 | -14.2526 |  |  | 43.5322 | -8.1642
4947 | 27.7447 | -14.2131 |  |  | 43.5832 | -8.113
4948 | 27.7777 | -14.18 |  |  | 43.594 | -8.102
4949 | 27.8099 | -14.1476 |  |  | 43.6388 | -8.0571
4950 | 27.8384 | -14.1189 |  |  | 43.6622 | -8.0336
4951 | 27.8917 | -14.0655 |  |  | 43.7114 | -7.9842
4952 | 27.952 | -14.005 |  |  | 43.7662 | -7.9292
4953 | 28.0009 | -13.9559 |  |  | 43.8201 | -7.8751
4954 | 28.0356 | -13.9211 |  |  | 43.8556 | -7.8395
4955 | 28.0736 | -13.883 |  |  | 43.9266 | -7.7683
4956 | 28.1292 | -13.8271 |  |  | 43.9545 | -7.7402
4957 | 28.1884 | -13.7677 |  |  | 44.005 | -7.6896
4958 | 28.2394 | -13.7166 |  |  | 44.0621 | -7.6323
4959 | 28.2677 | -13.6881 |  |  | 44.1404 | -7.5538
4960 | 28.3256 | -13.6301 |  |  | 44.1825 | -7.5116
4961 | 28.3625 | -13.593 |  |  | 44.2343 | -7.4596
4962 | 28.4201 | -13.5352 |  |  | 44.2778 | -7.416
4963 | 28.4688 | -13.4864 |  |  | 44.3471 | -7.3465
4964 | 28.5029 | -13.4521 |  |  | 44.3679 | -7.3256
4965 | 28.5447 | -13.4102 |  |  | 44.4141 | -7.2792
4966 | 28.6043 | -13.3504 |  |  | 44.4499 | -7.2432
4967 | 28.6126 | -13.3419 |  |  | 44.4725 | -7.2205
4968 | 28.6523 | -13.3021 |  |  | 44.5378 | -7.155
4969 | 28.7107 | -13.2435 |  |  | 44.5597 | -7.1329
4970 | 28.7049 | -13.2492 |  |  | 44.586 | -7.1065
4971 | 28.7569 | -13.197 |  |  | 44.6075 | -7.0848
4972 | 28.7773 | -13.1764 |  |  | 44.6349 | -7.0573
4973 | 28.7803 | -13.1732 |  |  | 44.6781 | -7.0139
4974 | 28.8078 | -13.1455 |  |  | 44.6803 | -7.0115
4975 | 28.8026 | -13.1506 |  |  | 44.6978 | -6.9939
4976 | 28.83 | -13.123 |  |  | 44.6983 | -6.9932
4977 | 28.8144 | -13.1385 |  |  | 44.6975 | -6.9939
4978 | 28.8388 | -13.1139 |  |  | 44.7414 | -6.9498
4979 | 28.812 | -13.1405 |  |  | 44.7115 | -6.9796
4980 | 28.8377 | -13.1146 |  |  | 44.7263 | -6.9646
4981 | 28.8244 | -13.1279 |  |  | 44.7092 | -6.9815
4982 | 28.8146 | -13.1374 |  |  | 44.7119 | -6.9786
4983 | 28.7865 | -13.1654 |  |  | 44.6968 | -6.9936
4984 | 28.7878 | -13.1639 |  |  | 44.6567 | -7.0335
4985 | 28.7641 | -13.1875 |  |  | 44.6182 | -7.0719
4986 | 28.7408 | -13.2105 |  |  | 44.6073 | -7.0826
4987 | 28.7009 | -13.2504 |  |  | 44.5362 | -7.1536
4988 | 28.6757 | -13.2754 |  |  | 44.5353 | -7.1543
4989 | 28.6583 | -13.2926 |  |  | 44.497 | -7.1924
4990 | 28.6417 | -13.309 |  |  | 44.4644 | -7.2248
4991 | 28.5801 | -13.3704 |  |  | 44.4019 | -7.2872
4992 | 28.5343 | -13.416 |  |  | 44.38 | -7.309
4993 | 28.5067 | -13.4435 |  |  | 44.3276 | -7.3612
4994 | 28.4539 | -13.4962 |  |  | 44.2588 | -7.4298
4995 | 28.4179 | -13.532 |  |  | 44.2247 | -7.4638
4996 | 28.3641 | -13.5856 |  |  | 44.1404 | -7.5478
4997 | 28.3195 | -13.63 |  |  | 44.1173 | -7.5708
4998 | 28.2811 | -13.6683 |  |  | 44.0322 | -7.6558
4999 | 28.2353 | -13.7139 |  |  | 44.0076 | -7.6802
5000 | 28.1948 | -13.7542 |  |  | 43.9797 | -7.7079
5001 | 28.135 | -13.8139 |  |  | 43.8782 | -7.8092
5002 | 28.0922 | -13.8565 |  |  | 43.8292 | -7.8581
5003 | 28.0436 | -13.905 |  |  | 43.8041 | -7.883
5004 | 27.9883 | -13.9601 |  |  | 43.7341 | -7.9528
5005 | 27.9483 | -13.9999 |  |  | 43.6922 | -7.9946
5006 | 27.9157 | -14.0324 |  |  | 43.6716 | -8.0151
5007 | 27.8716 | -14.0763 |  |  | 43.5989 | -8.0876
5008 | 27.8339 | -14.1138 |  |  | 43.5887 | -8.0976
5009 | 27.8127 | -14.1349 |  |  | 43.5561 | -8.1301
5010 | 27.7953 | -14.1521 |  |  | 43.546 | -8.14
5011 | 27.7579 | -14.1893 |  |  | 43.505 | -8.1808
5012 | 27.7465 | -14.2006 |  |  | 43.5021 | -8.1836
5013 | 27.725 | -14.2218 |  |  | 43.4917 | -8.1938
5014 | 27.7373 | -14.2094 |  |  | 43.4867 | -8.1986
5015 | 27.6983 | -14.2482 |  |  | 43.4816 | -8.2035
5016 | 27.715 | -14.2314 |  |  | 43.4706 | -8.2145
5017 | 27.6999 | -14.2463 |  |  | 43.4769 | -8.208
5018 | 27.7065 | -14.2395 |  |  | 43.4696 | -8.2151
5019 | 27.7094 | -14.2365 |  |  | 43.498 | -8.1865
5020 | 27.7167 | -14.229 |  |  | 43.5215 | -8.1629
5021 | 27.7354 | -14.2101 |  |  | 43.5289 | -8.1553
5022 | 27.7544 | -14.191 |  |  | 43.5729 | -8.1111
5023 | 27.7906 | -14.1546 |  |  | 43.5644 | -8.1195
5024 | 27.7924 | -14.1526 |  |  | 43.601 | -8.0827
5025 | 27.8406 | -14.1043 |  |  | 43.6368 | -8.0468
5026 | 27.861 | -14.0836 |  |  | 43.6806 | -8.0027
5027 | 27.9086 | -14.0359 |  |  | 43.7732 | -7.9101
5028 | 27.9467 | -13.9977 |  |  | 43.7844 | -7.8987
5029 | 27.9626 | -13.9816 |  |  | 43.8222 | -7.8607
5030 | 28.0106 | -13.9334 |  |  | 43.8458 | -7.8369
5031 | 28.0382 | -13.9057 |  |  | 43.9005 | -7.7821
5032 | 28.0945 | -13.8492 |  |  | 43.9317 | -7.7507
5033 | 28.1348 | -13.8087 |  |  | 44.0044 | -7.6779
5034 | 28.1567 | -13.7866 |  |  | 44.0362 | -7.6459
5035 | 28.2326 | -13.7106 |  |  | 44.1349 | -7.547
5036 | 28.2614 | -13.6816 |  |  | 44.1186 | -7.5632
5037 | 28.2878 | -13.6551 |  |  | 44.165 | -7.5166
5038 | 28.349 | -13.5937 |  |  | 44.2152 | -7.4662
5039 | 28.3838 | -13.5587 |  |  | 44.2647 | -7.4166
5040 | 28.4299 | -13.5125 |  |  | 44.2801 | -7.401
5041 | 28.4673 | -13.4749 |  |  | 44.2988 | -7.3822
5042 | 28.4756 | -13.4664 |  |  | 44.3039 | -7.3768
5043 | 28.5059 | -13.4359 |  |  | 44.3697 | -7.3109
5044 | 28.5291 | -13.4126 |  |  | 44.3622 | -7.3182
5045 | 28.5783 | -13.3632 |  |  | 44.4103 | -7.27
5046 | 28.5635 | -13.3778 |  |  | 44.4276 | -7.2525
5047 | 28.5986 | -13.3426 |  |  | 44.425 | -7.255
5048 | 28.6066 | -13.3344 |  |  | 44.4796 | -7.2002
5049 | 28.6571 | -13.2838 |  |  | 44.4717 | -7.208
5050 | 28.6452 | -13.2954 |  |  | 44.4694 | -7.2101
5051 | 28.6508 | -13.2896 |  |  | 44.491 | -7.1883
5052 | 28.6525 | -13.2878 |  |  | 44.4673 | -7.2118
5053 | 28.6434 | -13.2968 |  |  | 44.4456 | -7.2334
5054 | 28.6621 | -13.2778 |  |  | 44.404 | -7.2748
5055 | 28.6686 | -13.2713 |  |  | 44.4357 | -7.2429
5056 | 28.6521 | -13.2875 |  |  | 44.447 | -7.2314
5057 | 28.6535 | -13.286 |  |  | 44.4283 | -7.25
5058 | 28.6532 | -13.2861 |  |  | 44.4027 | -7.2754
5059 | 28.6272 | -13.312 |  |  | 44.3713 | -7.3067
5060 | 28.6272 | -13.3118 |  |  | 44.4016 | -7.2763
5061 | 28.6146 | -13.3242 |  |  | 44.3707 | -7.307
5062 | 28.604 | -13.3346 |  |  | 44.3663 | -7.3112
5063 | 28.5798 | -13.3586 |  |  | 44.3275 | -7.3498
5064 | 28.5832 | -13.3551 |  |  | 44.2995 | -7.3776
5065 | 28.5613 | -13.3769 |  |  | 44.2788 | -7.3982
5066 | 28.5628 | -13.3751 |  |  | 44.298 | -7.3788
5067 | 28.529 | -13.4088 |  |  | 44.2393 | -7.4374
5068 | 28.5115 | -13.4262 |  |  | 44.2206 | -7.4559
5069 | 28.4918 | -13.4456 |  |  | 44.2157 | -7.4606
5070 | 28.4674 | -13.4698 |  |  | 44.2099 | -7.4663
5071 | 28.4298 | -13.5073 |  |  | 44.1571 | -7.519
5072 | 28.4047 | -13.5322 |  |  | 44.1287 | -7.5471
5073 | 28.4119 | -13.5249 |  |  | 44.1212 | -7.5545
5074 | 28.3633 | -13.5733 |  |  | 44.0756 | -7.6
5075 | 28.3651 | -13.5713 |  |  | 44.0723 | -7.6031
5076 | 28.3326 | -13.6036 |  |  | 43.9957 | -7.6795
5077 | 28.298 | -13.6381 |  |  | 44.005 | -7.67
5078 | 28.2705 | -13.6654 |  |  | 44.0019 | -7.673
5079 | 28.2605 | -13.6752 |  |  | 43.9985 | -7.6762
5080 | 28.2041 | -13.7315 |  |  | 43.9627 | -7.7119
5081 | 28.1762 | -13.7593 |  |  | 43.9386 | -7.7358
5082 | 28.1515 | -13.7838 |  |  | 43.8994 | -7.7749
5083 | 28.1449 | -13.7902 |  |  | 43.8801 | -7.7939
5084 | 28.1399 | -13.795 |  |  | 43.8728 | -7.8011
5085 | 28.07 | -13.8648 |  |  | 43.8579 | -7.8158
5086 | 28.0744 | -13.8602 |  |  | 43.8598 | -7.8138
5087 | 28.0382 | -13.8962 |  |  | 43.8119 | -7.8615
5088 | 28.0248 | -13.9094 |  |  | 43.805 | -7.8682
5089 | 28.0069 | -13.9271 |  |  | 43.7699 | -7.9032
5090 | 27.978 | -13.9559 |  |  | 43.7342 | -7.9387
5091 | 27.9516 | -13.9821 |  |  | 43.7707 | -7.902
5092 | 27.9482 | -13.9853 |  |  | 43.7511 | -7.9215
5093 | 27.9439 | -13.9894 |  |  | 43.7286 | -7.9438
5094 | 27.9274 | -14.0059 |  |  | 43.7327 | -7.9395
5095 | 27.9182 | -14.0149 |  |  | 43.6952 | -7.9769
5096 | 27.9072 | -14.0257 |  |  | 43.7234 | -7.9485
5097 | 27.9046 | -14.0281 |  |  | 43.7176 | -7.9541
5098 | 27.9034 | -14.0291 |  |  | 43.7463 | -7.9253
5099 | 27.9061 | -14.0263 |  |  | 43.7099 | -7.9615
5100 | 27.9155 | -14.0167 |  |  | 43.7176 | -7.9537
5101 | 27.9285 | -14.0035 |  |  | 43.7147 | -7.9563
5102 | 27.9327 | -13.9991 |  |  | 43.7323 | -7.9386
5103 | 27.948 | -13.9836 |  |  | 43.7158 | -7.9549
5104 | 27.9589 | -13.9726 |  |  | 43.7744 | -7.8961
5105 | 27.9915 | -13.9399 |  |  | 43.7638 | -7.9066
5106 | 28.0259 | -13.9053 |  |  | 43.7947 | -7.8755
5107 | 28.0223 | -13.9087 |  |  | 43.8149 | -7.8552
5108 | 28.0462 | -13.8847 |  |  | 43.8375 | -7.8324
5109 | 28.078 | -13.8526 |  |  | 43.8824 | -7.7874
5110 | 28.1218 | -13.8087 |  |  | 43.8689 | -7.8008
5111 | 28.1356 | -13.7947 |  |  | 43.8667 | -7.8027
5112 | 28.1773 | -13.7528 |  |  | 43.9327 | -7.7365
5113 | 28.2101 | -13.7199 |  |  | 43.9584 | -7.7107
5114 | 28.2424 | -13.6874 |  |  | 43.9759 | -7.6931
5115 | 28.275 | -13.6547 |  |  | 43.9994 | -7.6694
5116 | 28.2996 | -13.6298 |  |  | 44.0299 | -7.6387
5117 | 28.3299 | -13.5994 |  |  | 44.1017 | -7.5668
5118 | 28.3873 | -13.5418 |  |  | 44.0913 | -7.577
5119 | 28.4291 | -13.4999 |  |  | 44.1582 | -7.5099
5120 | 28.4624 | -13.4664 |  |  | 44.1734 | -7.4946
5121 | 28.492 | -13.4367 |  |  | 44.1806 | -7.4872
5122 | 28.5702 | -13.3583 |  |  | 44.2215 | -7.4462
5123 | 28.5686 | -13.3597 |  |  | 44.2458 | -7.4216
5124 | 28.6259 | -13.3022 |  |  | 44.3159 | -7.3514
5125 | 28.656 | -13.272 |  |  | 44.3301 | -7.337
5126 | 28.6756 | -13.2522 |  |  | 44.3919 | -7.275
5127 | 28.7034 | -13.2242 |  |  | 44.424 | -7.2428
5128 | 28.7282 | -13.1993 |  |  | 44.4315 | -7.2351
5129 | 28.7648 | -13.1625 |  |  | 44.46 | -7.2065
5130 | 28.7993 | -13.1278 |  |  | 44.4775 | -7.1888
5131 | 28.7998 | -13.1271 |  |  | 44.5214 | -7.1447
5132 | 28.8276 | -13.0992 |  |  | 44.5359 | -7.13
5133 | 28.8781 | -13.0485 |  |  | 44.599 | -7.0668
5134 | 28.8948 | -13.0316 |  |  | 44.5891 | -7.0766
5135 | 28.927 | -12.9992 |  |  | 44.6052 | -7.0603
5136 | 28.9267 | -12.9993 |  |  | 44.6294 | -7.0359
5137 | 28.9327 | -12.9932 |  |  | 44.6402 | -7.0249
5138 | 28.9468 | -12.979 |  |  | 44.6533 | -7.0116
5139 | 28.9285 | -12.9971 |  |  | 44.6425 | -7.0223
5140 | 28.947 | -12.9784 |  |  | 44.6478 | -7.0168
5141 | 28.9288 | -12.9964 |  |  | 44.6773 | -6.9872
5142 | 28.9578 | -12.9673 |  |  | 44.6959 | -6.9684
5143 | 28.9256 | -12.9992 |  |  | 44.6558 | -7.0084
5144 | 28.9086 | -13.0161 |  |  | 44.6707 | -6.9933
5145 | 28.9018 | -13.0227 |  |  | 44.6184 | -7.0454
5146 | 28.8984 | -13.026 |  |  | 44.6332 | -7.0305
5147 | 28.8617 | -13.0625 |  |  | 44.5835 | -7.08
5148 | 28.8455 | -13.0786 |  |  | 44.5592 | -7.1042
5149 | 28.7762 | -13.1476 |  |  | 44.5581 | -7.1051
5150 | 28.7678 | -13.1559 |  |  | 44.5168 | -7.1462
5151 | 28.729 | -13.1945 |  |  | 44.4766 | -7.1862
5152 | 28.6962 | -13.2272 |  |  | 44.4546 | -7.2081
5153 | 28.6406 | -13.2825 |  |  | 44.3906 | -7.2719
5154 | 28.5914 | -13.3316 |  |  | 44.361 | -7.3013
5155 | 28.5398 | -13.383 |  |  | 44.3097 | -7.3524
5156 | 28.5051 | -13.4175 |  |  | 44.2483 | -7.4136
5157 | 28.4654 | -13.4571 |  |  | 44.2194 | -7.4424
5158 | 28.4094 | -13.513 |  |  | 44.1949 | -7.4668
5159 | 28.3711 | -13.5511 |  |  | 44.1342 | -7.5273
5160 | 28.3206 | -13.6013 |  |  | 44.1017 | -7.5596
5161 | 28.269 | -13.6528 |  |  | 44.0562 | -7.6049
5162 | 28.2408 | -13.6808 |  |  | 44.0438 | -7.6172
5163 | 28.2076 | -13.7139 |  |  | 43.9768 | -7.6841
5164 | 28.168 | -13.7532 |  |  | 43.9616 | -7.6991
5165 | 28.1366 | -13.7845 |  |  | 43.9107 | -7.7498
5166 | 28.1167 | -13.8043 |  |  | 43.8943 | -7.7661
5167 | 28.0783 | -13.8425 |  |  | 43.8655 | -7.7946
5168 | 28.0648 | -13.8558 |  |  | 43.8147 | -7.8453
5169 | 28.0589 | -13.8615 |  |  | 43.8337 | -7.8262
5170 | 28.0845 | -13.8357 |  |  | 43.8062 | -7.8534
5171 | 28.0477 | -13.8724 |  |  | 43.8097 | -7.8498
5172 | 28.0517 | -13.8682 |  |  | 43.8198 | -7.8395
5173 | 28.0668 | -13.853 |  |  | 43.8159 | -7.8432
5174 | 28.08 | -13.8396 |  |  | 43.8114 | -7.8475
5175 | 28.1031 | -13.8163 |  |  | 43.8023 | -7.8565
5176 | 28.1451 | -13.7741 |  |  | 43.8682 | -7.7904
5177 | 28.1857 | -13.7334 |  |  | 43.8969 | -7.7616
5178 | 28.2013 | -13.7176 |  |  | 43.9456 | -7.7127
5179 | 28.2531 | -13.6656 |  |  | 44.0041 | -7.6541
5180 | 28.3326 | -13.5859 |  |  | 44.0285 | -7.6295
5181 | 28.3501 | -13.5683 |  |  | 44.0735 | -7.5843
5182 | 28.4102 | -13.508 |  |  | 44.1205 | -7.5372
5183 | 28.4666 | -13.4514 |  |  | 44.1562 | -7.5013
5184 | 28.5547 | -13.3632 |  |  | 44.2369 | -7.4204
5185 | 28.5906 | -13.3271 |  |  | 44.2846 | -7.3726
5186 | 28.6801 | -13.2374 |  |  | 44.36 | -7.297
5187 | 28.7416 | -13.1757 |  |  | 44.3902 | -7.2666
5188 | 28.8131 | -13.104 |  |  | 44.4867 | -7.17
5189 | 28.8859 | -13.0311 |  |  | 44.551 | -7.1055
5190 | 28.9529 | -12.964 |  |  | 44.6108 | -7.0455
5191 | 29.0114 | -12.9052 |  |  | 44.6693 | -6.9868
5192 | 29.0812 | -12.8353 |  |  | 44.7811 | -6.8749
5193 | 29.1546 | -12.7617 |  |  | 44.8083 | -6.8475
5194 | 29.1995 | -12.7166 |  |  | 44.9109 | -6.7448
5195 | 29.273 | -12.643 |  |  | 44.9759 | -6.6796
5196 | 29.3437 | -12.5721 |  |  | 45.0299 | -6.6254
5197 | 29.393 | -12.5226 |  |  | 45.0693 | -6.5858
5198 | 29.4359 | -12.4795 |  |  | 45.1186 | -6.5364
5199 | 29.4829 | -12.4324 |  |  | 45.1421 | -6.5128
5200 | 29.543 | -12.3721 |  |  | 45.185 | -6.4697
5201 | 29.5889 | -12.326 |  |  | 45.2545 | -6.4
5202 | 29.6155 | -12.2993 |  |  | 45.2721 | -6.3823
5203 | 29.641 | -12.2736 |  |  | 45.3197 | -6.3345
5204 | 29.6379 | -12.2765 |  |  | 45.3166 | -6.3374
5205 | 29.6789 | -12.2354 |  |  | 45.365 | -6.2888
5206 | 29.7 | -12.2141 |  |  | 45.3563 | -6.2974
5207 | 29.7062 | -12.2077 |  |  | 45.4211 | -6.2324
5208 | 29.6845 | -12.2292 |  |  | 45.4163 | -6.237
5209 | 29.6827 | -12.2309 |  |  | 45.39 | -6.2632
5210 | 29.7005 | -12.2129 |  |  | 45.3905 | -6.2625
5211 | 29.6691 | -12.2441 |  |  | 45.3334 | -6.3195
5212 | 29.6381 | -12.275 |  |  | 45.3696 | -6.283
5213 | 29.5874 | -12.3255 |  |  | 45.3147 | -6.3378
5214 | 29.556 | -12.3567 |  |  | 45.2265 | -6.4259
5215 | 29.5023 | -12.4102 |  |  | 45.234 | -6.4182
5216 | 29.4608 | -12.4515 |  |  | 45.1697 | -6.4823
5217 | 29.4247 | -12.4875 |  |  | 45.1501 | -6.5017
5218 | 29.3745 | -12.5375 |  |  | 45.0471 | -6.6045
5219 | 29.3172 | -12.5947 |  |  | 44.9973 | -6.6542
5220 | 29.2293 | -12.6824 |  |  | 44.9333 | -6.718
5221 | 29.1759 | -12.7356 |  |  | 44.8758 | -6.7754
5222 | 29.1385 | -12.7728 |  |  | 44.8333 | -6.8177
5223 | 29.0404 | -12.8707 |  |  | 44.7573 | -6.8935
5224 | 28.974 | -12.937 |  |  | 44.7439 | -6.9068
5225 | 28.8866 | -13.0242 |  |  | 44.6414 | -7.0091
5226 | 28.8437 | -13.0669 |  |  | 44.5549 | -7.0954
5227 | 28.7608 | -13.1497 |  |  | 44.5012 | -7.1489
5228 | 28.7096 | -13.2006 |  |  | 44.4655 | -7.1844
5229 | 28.6238 | -13.2863 |  |  | 44.3788 | -7.271
5230 | 28.5666 | -13.3434 |  |  | 44.3005 | -7.3492
5231 | 28.518 | -13.3918 |  |  | 44.2477 | -7.4017
5232 | 28.4679 | -13.4417 |  |  | 44.2079 | -7.4414
5233 | 28.4154 | -13.494 |  |  | 44.141 | -7.5082
5234 | 28.3643 | -13.5449 |  |  | 44.1046 | -7.5444
5235 | 28.3298 | -13.5792 |  |  | 44.0383 | -7.6105
5236 | 28.2987 | -13.6102 |  |  | 44.0528 | -7.5958
5237 | 28.2853 | -13.6234 |  |  | 43.9768 | -7.6716
5238 | 28.2681 | -13.6404 |  |  | 43.9816 | -7.6667
5239 | 28.2526 | -13.6558 |  |  | 43.9585 | -7.6896
5240 | 28.2722 | -13.636 |  |  | 43.9775 | -7.6705
5241 | 28.2497 | -13.6583 |  |  | 43.9711 | -7.6767
5242 | 28.2858 | -13.622 |  |  | 43.9698 | -7.6778
5243 | 28.275 | -13.6327 |  |  | 43.9657 | -7.6818
5244 | 28.3135 | -13.594 |  |  | 44.0049 | -7.6423
5245 | 28.3492 | -13.5581 |  |  | 44.0105 | -7.6366
5246 | 28.383 | -13.5242 |  |  | 44.059 | -7.5879
5247 | 28.4232 | -13.4838 |  |  | 44.1056 | -7.5412
5248 | 28.4716 | -13.4352 |  |  | 44.1449 | -7.5018
5249 | 28.5067 | -13.3999 |  |  | 44.165 | -7.4814
5250 | 28.5565 | -13.3499 |  |  | 44.2535 | -7.3927
5251 | 28.6196 | -13.2867 |  |  | 44.3212 | -7.3249
5252 | 28.7037 | -13.2025 |  |  | 44.3653 | -7.2807
5253 | 28.7386 | -13.1673 |  |  | 44.3952 | -7.2505
5254 | 28.7985 | -13.1073 |  |  | 44.5033 | -7.1423
5255 | 28.8777 | -13.0279 |  |  | 44.5226 | -7.1228
5256 | 28.9281 | -12.9774 |  |  | 44.5871 | -7.0582
5257 | 28.9664 | -12.9389 |  |  | 44.6568 | -6.9883
5258 | 29.0316 | -12.8735 |  |  | 44.7127 | -6.9323
5259 | 29.1073 | -12.7976 |  |  | 44.7894 | -6.8554
5260 | 29.1466 | -12.7581 |  |  | 44.8101 | -6.8345
5261 | 29.184 | -12.7206 |  |  | 44.896 | -6.7485
5262 | 29.2588 | -12.6456 |  |  | 44.9311 | -6.7132
5263 | 29.296 | -12.6083 |  |  | 44.9619 | -6.6821
5264 | 29.3554 | -12.5486 |  |  | 45.0269 | -6.617
5265 | 29.4111 | -12.4928 |  |  | 45.086 | -6.5578
5266 | 29.4125 | -12.4912 |  |  | 45.0894 | -6.5542
5267 | 29.4425 | -12.4611 |  |  | 45.1612 | -6.4822
5268 | 29.4681 | -12.4352 |  |  | 45.1666 | -6.4767
5269 | 29.5121 | -12.3911 |  |  | 45.2113 | -6.4317
5270 | 29.5445 | -12.3585 |  |  | 45.2387 | -6.4042
5271 | 29.5389 | -12.364 |  |  | 45.2516 | -6.3911
5272 | 29.5298 | -12.3728 |  |  | 45.2385 | -6.4041
5273 | 29.5576 | -12.3448 |  |  | 45.245 | -6.3974
5274 | 29.5668 | -12.3355 |  |  | 45.2688 | -6.3734
5275 | 29.5515 | -12.3506 |  |  | 45.2308 | -6.4112
5276 | 29.5482 | -12.3537 |  |  | 45.2455 | -6.3964
5277 | 29.5503 | -12.3515 |  |  | 45.2227 | -6.4191
5278 | 29.498 | -12.4036 |  |  | 45.1755 | -6.4661
5279 | 29.4987 | -12.4027 |  |  | 45.2223 | -6.4191
5280 | 29.4953 | -12.4059 |  |  | 45.1582 | -6.483
5281 | 29.4497 | -12.4514 |  |  | 45.1685 | -6.4725
5282 | 29.4043 | -12.4966 |  |  | 45.0966 | -6.5442
5283 | 29.3919 | -12.5089 |  |  | 45.0977 | -6.543
5284 | 29.3131 | -12.5875 |  |  | 45.0245 | -6.616
5285 | 29.2798 | -12.6206 |  |  | 45.0277 | -6.6126
5286 | 29.2541 | -12.6461 |  |  | 44.9562 | -6.684
5287 | 29.2164 | -12.6836 |  |  | 44.9332 | -6.7068
5288 | 29.1671 | -12.7328 |  |  | 44.8381 | -6.8017
5289 | 29.1348 | -12.7649 |  |  | 44.8061 | -6.8336
5290 | 29.0712 | -12.8283 |  |  | 44.7624 | -6.8771
5291 | 29.0068 | -12.8925 |  |  | 44.6974 | -6.9419
5292 | 28.9617 | -12.9374 |  |  | 44.6405 | -6.9986
5293 | 28.9197 | -12.9793 |  |  | 44.5859 | -7.0531
5294 | 28.8806 | -13.0183 |  |  | 44.5198 | -7.1191
5295 | 28.8538 | -13.0448 |  |  | 44.5102 | -7.1285
5296 | 28.7831 | -13.1154 |  |  | 44.4679 | -7.1707
5297 | 28.7226 | -13.1756 |  |  | 44.3885 | -7.2498
5298 | 28.6821 | -13.216 |  |  | 44.3401 | -7.2981
5299 | 28.6297 | -13.2683 |  |  | 44.3213 | -7.3167
5300 | 28.6131 | -13.2847 |  |  | 44.2385 | -7.3994
5301 | 28.5184 | -13.3792 |  |  | 44.1997 | -7.438
5302 | 28.5041 | -13.3933 |  |  | 44.1667 | -7.4708
5303 | 28.4701 | -13.4271 |  |  | 44.0862 | -7.5511
5304 | 28.4524 | -13.4447 |  |  | 44.067 | -7.5702
5305 | 28.4337 | -13.4632 |  |  | 44.0578 | -7.5792
5306 | 28.4108 | -13.4859 |  |  | 44.0378 | -7.599
5307 | 28.3878 | -13.5087 |  |  | 43.9991 | -7.6376
5308 | 28.378 | -13.5183 |  |  | 44.0065 | -7.63
5309 | 28.3551 | -13.5411 |  |  | 43.9889 | -7.6474
5310 | 28.3498 | -13.5462 |  |  | 43.996 | -7.6401
5311 | 28.3454 | -13.5504 |  |  | 43.9732 | -7.6628
5312 | 28.3441 | -13.5515 |  |  | 44.0296 | -7.6062
5313 | 28.3477 | -13.5478 |  |  | 44.0335 | -7.6021
5314 | 28.3522 | -13.5432 |  |  | 44.0333 | -7.6022
5315 | 28.3514 | -13.5438 |  |  | 44.0521 | -7.5831
5316 | 28.358 | -13.5369 |  |  | 44.0152 | -7.6199
5317 | 28.3684 | -13.5264 |  |  | 44.0686 | -7.5663
5318 | 28.3957 | -13.4989 |  |  | 44.0607 | -7.5741
5319 | 28.3996 | -13.4948 |  |  | 44.1076 | -7.527
5320 | 28.44 | -13.4543 |  |  | 44.0971 | -7.5373
5321 | 28.4697 | -13.4244 |  |  | 44.1356 | -7.4987
5322 | 28.4999 | -13.394 |  |  | 44.1786 | -7.4555
5323 | 28.5342 | -13.3595 |  |  | 44.196 | -7.438
5324 | 28.5479 | -13.3457 |  |  | 44.2666 | -7.3672
5325 | 28.6003 | -13.2931 |  |  | 44.2968 | -7.3368
5326 | 28.6433 | -13.2499 |  |  | 44.3445 | -7.2889
5327 | 28.648 | -13.245 |  |  | 44.3864 | -7.2469
5328 | 28.7237 | -13.1692 |  |  | 44.3942 | -7.2388
5329 | 28.7246 | -13.1681 |  |  | 44.3947 | -7.2382
5330 | 28.779 | -13.1136 |  |  | 44.4461 | -7.1867
5331 | 28.7766 | -13.1157 |  |  | 44.4604 | -7.1722
5332 | 28.8172 | -13.0749 |  |  | 44.525 | -7.1074
5333 | 28.8462 | -13.0458 |  |  | 44.5157 | -7.1165
5334 | 28.895 | -12.9968 |  |  | 44.5742 | -7.0579
5335 | 28.8944 | -12.9973 |  |  | 44.5563 | -7.0756
5336 | 28.9646 | -12.9269 |  |  | 44.5657 | -7.066
5337 | 28.9736 | -12.9177 |  |  | 44.6057 | -7.0259
5338 | 28.9852 | -12.906 |  |  | 44.6303 | -7.0011
5339 | 28.9882 | -12.9028 |  |  | 44.6702 | -6.961
5340 | 28.993 | -12.8977 |  |  | 44.7457 | -6.8854
5341 | 29.036 | -12.8546 |  |  | 44.7015 | -6.9294
5342 | 29.0382 | -12.8522 |  |  | 44.6987 | -6.932
5343 | 29.0369 | -12.8533 |  |  | 44.7658 | -6.8648
5344 | 29.0665 | -12.8236 |  |  | 44.7584 | -6.872
5345 | 29.085 | -12.8048 |  |  | 44.7702 | -6.86
5346 | 29.1163 | -12.7734 |  |  | 44.7417 | -6.8883
5347 | 29.0877 | -12.8018 |  |  | 44.7707 | -6.8591
5348 | 29.115 | -12.7744 |  |  | 44.7893 | -6.8404
5349 | 29.1253 | -12.7639 |  |  | 44.79 | -6.8395
5350 | 29.0809 | -12.8081 |  |  | 44.7294 | -6.8999
5351 | 29.1079 | -12.7809 |  |  | 44.7598 | -6.8694
5352 | 29.1242 | -12.7644 |  |  | 44.7512 | -6.8778
5353 | 29.1185 | -12.77 |  |  | 44.7407 | -6.8881
5354 | 29.1426 | -12.7457 |  |  | 44.7405 | -6.8882
5355 | 29.094 | -12.7941 |  |  | 44.7269 | -6.9016
5356 | 29.1002 | -12.7878 |  |  | 44.761 | -6.8674
5357 | 29.0812 | -12.8065 |  |  | 44.6915 | -6.9367
5358 | 29.087 | -12.8006 |  |  | 44.7494 | -6.8785
5359 | 29.0838 | -12.8036 |  |  | 44.6606 | -6.9672
5360 | 29.0328 | -12.8544 |  |  | 44.6414 | -6.9862
5361 | 29.0252 | -12.8619 |  |  | 44.6629 | -6.9646
5362 | 29.017 | -12.8699 |  |  | 44.5935 | -7.0338
5363 | 28.9897 | -12.897 |  |  | 44.5385 | -7.0886
5364 | 28.9693 | -12.9173 |  |  | 44.5577 | -7.0693
5365 | 28.9474 | -12.9389 |  |  | 44.5176 | -7.1092
5366 | 28.9259 | -12.9603 |  |  | 44.4947 | -7.1319
5367 | 28.8832 | -13.0028 |  |  | 44.4668 | -7.1597
5368 | 28.8526 | -13.0332 |  |  | 44.4368 | -7.1895
5369 | 28.8446 | -13.0411 |  |  | 44.4719 | -7.1541
5370 | 28.8227 | -13.0627 |  |  | 44.3619 | -7.2641
5371 | 28.7946 | -13.0907 |  |  | 44.4023 | -7.2234
5372 | 28.8015 | -13.0837 |  |  | 44.3576 | -7.268
5373 | 28.7333 | -13.1517 |  |  | 44.3491 | -7.2763
5374 | 28.7214 | -13.1633 |  |  | 44.3034 | -7.3218
5375 | 28.6841 | -13.2005 |  |  | 44.314 | -7.311
5376 | 28.6542 | -13.2302 |  |  | 44.251 | -7.3739
5377 | 28.6578 | -13.2264 |  |  | 44.2456 | -7.3792
5378 | 28.6098 | -13.2742 |  |  | 44.2225 | -7.4021
5379 | 28.5648 | -13.3191 |  |  | 44.181 | -7.4434
5380 | 28.5926 | -13.2911 |  |  | 44.2111 | -7.4131
5381 | 28.5533 | -13.3302 |  |  | 44.1633 | -7.4608
5382 | 28.5202 | -13.3631 |  |  | 44.1223 | -7.5016
5383 | 28.504 | -13.3792 |  |  | 44.1743 | -7.4494
5384 | 28.514 | -13.369 |  |  | 44.1909 | -7.4326
5385 | 28.4975 | -13.3853 |  |  | 44.1232 | -7.5002
5386 | 28.4931 | -13.3896 |  |  | 44.1388 | -7.4844
5387 | 28.5061 | -13.3764 |  |  | 44.191 | -7.432
5388 | 28.5302 | -13.3521 |  |  | 44.1845 | -7.4384
5389 | 28.5287 | -13.3535 |  |  | 44.1848 | -7.4379
5390 | 28.5262 | -13.3558 |  |  | 44.1589 | -7.4636
5391 | 28.5398 | -13.3419 |  |  | 44.1815 | -7.4408
5392 | 28.5409 | -13.3407 |  |  | 44.1874 | -7.4347
5393 | 28.5662 | -13.3152 |  |  | 44.2126 | -7.4094
5394 | 28.5647 | -13.3166 |  |  | 44.232 | -7.3898
5395 | 28.6157 | -13.2654 |  |  | 44.2564 | -7.3653
5396 | 28.6331 | -13.2477 |  |  | 44.2841 | -7.3374
5397 | 28.6611 | -13.2196 |  |  | 44.3083 | -7.313
5398 | 28.6895 | -13.191 |  |  | 44.3273 | -7.2938
5399 | 28.7333 | -13.147 |  |  | 44.3741 | -7.2469
5400 | 28.7263 | -13.1539 |  |  | 44.402 | -7.2188
5401 | 28.7954 | -13.0846 |  |  | 44.447 | -7.1736
5402 | 28.7808 | -13.0991 |  |  | 44.4991 | -7.1214
5403 | 28.8254 | -13.0543 |  |  | 44.5043 | -7.116
5404 | 28.8699 | -13.0096 |  |  | 44.565 | -7.0551
5405 | 28.9153 | -12.9639 |  |  | 44.6102 | -7.0097
5406 | 28.9519 | -12.9272 |  |  | 44.622 | -6.9977
5407 | 28.9573 | -12.9216 |  |  | 44.6473 | -6.9723
5408 | 29.0294 | -12.8493 |  |  | 44.6843 | -6.9352
5409 | 29.0294 | -12.8492 |  |  | 44.6652 | -6.954
5410 | 29.1012 | -12.7772 |  |  | 44.7478 | -6.8712
5411 | 29.1229 | -12.7554 |  |  | 44.7454 | -6.8735
5412 | 29.1604 | -12.7177 |  |  | 44.7703 | -6.8484
5413 | 29.2224 | -12.6555 |  |  | 44.8329 | -6.7856
5414 | 29.2224 | -12.6553 |  |  | 44.7704 | -6.848
5415 | 29.2247 | -12.6529 |  |  | 44.8672 | -6.751
5416 | 29.2671 | -12.6103 |  |  | 44.8657 | -6.7524
5417 | 29.2802 | -12.597 |  |  | 44.9125 | -6.7053
5418 | 29.3257 | -12.5513 |  |  | 44.9052 | -6.7125
5419 | 29.3298 | -12.547 |  |  | 44.9043 | -6.7133
5420 | 29.3442 | -12.5324 |  |  | 44.9539 | -6.6634
5421 | 29.3232 | -12.5532 |  |  | 44.967 | -6.6502
5422 | 29.3821 | -12.4942 |  |  | 44.9849 | -6.6321
5423 | 29.3631 | -12.513 |  |  | 45.0445 | -6.5723
5424 | 29.4024 | -12.4736 |  |  | 44.9628 | -6.6539
5425 | 29.4168 | -12.459 |  |  | 44.9447 | -6.6718
5426 | 29.3924 | -12.4831 |  |  | 44.9808 | -6.6355
5427 | 29.3958 | -12.4796 |  |  | 44.9706 | -6.6456
5428 | 29.4176 | -12.4576 |  |  | 44.9814 | -6.6346
5429 | 29.3941 | -12.4809 |  |  | 44.9633 | -6.6525
5430 | 29.399 | -12.4758 |  |  | 44.9672 | -6.6484
5431 | 29.3791 | -12.4956 |  |  | 44.9956 | -6.6198
5432 | 29.3727 | -12.5018 |  |  | 44.9728 | -6.6424
5433 | 29.3405 | -12.5338 |  |  | 44.9453 | -6.6698
5434 | 29.3476 | -12.5265 |  |  | 44.9216 | -6.6933
5435 | 29.3043 | -12.5696 |  |  | 44.9113 | -6.7034
5436 | 29.2928 | -12.581 |  |  | 44.8874 | -6.7272
5437 | 29.2773 | -12.5963 |  |  | 44.8386 | -6.7758
5438 | 29.2433 | -12.6302 |  |  | 44.7887 | -6.8256
5439 | 29.1821 | -12.6911 |  |  | 44.8012 | -6.8129
5440 | 29.1835 | -12.6895 |  |  | 44.7523 | -6.8616
5441 | 29.1163 | -12.7566 |  |  | 44.7153 | -6.8984
5442 | 29.1317 | -12.741 |  |  | 44.7788 | -6.8347
5443 | 29.0911 | -12.7814 |  |  | 44.6916 | -6.9218
5444 | 29.0702 | -12.8022 |  |  | 44.6952 | -6.918
5445 | 29.0497 | -12.8225 |  |  | 44.643 | -6.9701
5446 | 28.994 | -12.878 |  |  | 44.6071 | -7.0057
5447 | 28.9777 | -12.8942 |  |  | 44.5704 | -7.0423
5448 | 28.9299 | -12.9418 |  |  | 44.5781 | -7.0344
5449 | 28.8826 | -12.9889 |  |  | 44.5044 | -7.1079
5450 | 28.8555 | -13.0158 |  |  | 44.4673 | -7.1449
5451 | 28.8433 | -13.0278 |  |  | 44.4732 | -7.1388
5452 | 28.8134 | -13.0576 |  |  | 44.4604 | -7.1514
5453 | 28.7946 | -13.0762 |  |  | 44.4075 | -7.2042
5454 | 28.7497 | -13.1209 |  |  | 44.3793 | -7.2322
5455 | 28.7344 | -13.136 |  |  | 44.352 | -7.2593
5456 | 28.6952 | -13.175 |  |  | 44.3867 | -7.2245
5457 | 28.7208 | -13.1493 |  |  | 44.3142 | -7.2967
5458 | 28.7031 | -13.1668 |  |  | 44.355 | -7.2558
5459 | 28.6617 | -13.208 |  |  | 44.2905 | -7.3201
5460 | 28.704 | -13.1655 |  |  | 44.3393 | -7.2711
5461 | 28.6852 | -13.1841 |  |  | 44.3473 | -7.263
5462 | 28.6828 | -13.1864 |  |  | 44.2856 | -7.3245
5463 | 28.682 | -13.187 |  |  | 44.2929 | -7.3171
5464 | 28.688 | -13.1808 |  |  | 44.3532 | -7.2566
5465 | 28.6894 | -13.1792 |  |  | 44.3694 | -7.2402
5466 | 28.696 | -13.1725 |  |  | 44.2928 | -7.3166
5467 | 28.7283 | -13.14 |  |  | 44.3288 | -7.2804
5468 | 28.7404 | -13.1276 |  |  | 44.3275 | -7.2816
5469 | 28.7689 | -13.099 |  |  | 44.3493 | -7.2596
5470 | 28.7688 | -13.0989 |  |  | 44.4078 | -7.2009
5471 | 28.8289 | -13.0387 |  |  | 44.4229 | -7.1857
5472 | 28.8513 | -13.0161 |  |  | 44.4635 | -7.1449
5473 | 28.8935 | -12.9736 |  |  | 44.5127 | -7.0955
5474 | 28.9194 | -12.9476 |  |  | 44.4959 | -7.1121
5475 | 28.9723 | -12.8945 |  |  | 44.5784 | -7.0294
5476 | 28.9772 | -12.8894 |  |  | 44.6364 | -6.9713
5477 | 29.0221 | -12.8444 |  |  | 44.6494 | -6.9581
5478 | 29.0688 | -12.7975 |  |  | 44.6235 | -6.9839
5479 | 29.1102 | -12.7559 |  |  | 44.716 | -6.8912
5480 | 29.1346 | -12.7314 |  |  | 44.7107 | -6.8963
5481 | 29.1834 | -12.6824 |  |  | 44.7737 | -6.8331
5482 | 29.236 | -12.6296 |  |  | 44.7912 | -6.8155
5483 | 29.2293 | -12.6361 |  |  | 44.8312 | -6.7753
5484 | 29.291 | -12.5742 |  |  | 44.9004 | -6.7059
5485 | 29.3336 | -12.5314 |  |  | 44.9213 | -6.6848
5486 | 29.3719 | -12.493 |  |  | 44.9354 | -6.6706
5487 | 29.3772 | -12.4875 |  |  | 44.9589 | -6.6468
5488 | 29.4564 | -12.4081 |  |  | 45.0323 | -6.5733
5489 | 29.4847 | -12.3796 |  |  | 45.084 | -6.5214
5490 | 29.4694 | -12.3948 |  |  | 45.1311 | -6.4742
5491 | 29.5248 | -12.3391 |  |  | 45.1382 | -6.4669
5492 | 29.5578 | -12.306 |  |  | 45.1698 | -6.4351
5493 | 29.5561 | -12.3075 |  |  | 45.2076 | -6.3972
5494 | 29.5879 | -12.2755 |  |  | 45.2296 | -6.375
5495 | 29.6102 | -12.253 |  |  | 45.2147 | -6.3897
5496 | 29.6108 | -12.2523 |  |  | 45.1878 | -6.4164
5497 | 29.6454 | -12.2175 |  |  | 45.3142 | -6.2898
5498 | 29.6267 | -12.236 |  |  | 45.273 | -6.3309
5499 | 29.633 | -12.2295 |  |  | 45.2674 | -6.3363
5500 | 29.6581 | -12.2042 |  |  | 45.3068 | -6.2967
5501 | 29.6644 | -12.1978 |  |  | 45.3272 | -6.2761
5502 | 29.7045 | -12.1575 |  |  | 45.3348 | -6.2684
5503 | 29.6781 | -12.1837 |  |  | 45.3618 | -6.2411
5504 | 29.6597 | -12.2019 |  |  | 45.3605 | -6.2423
5505 | 29.694 | -12.1674 |  |  | 45.3355 | -6.2671
5506 | 29.6607 | -12.2006 |  |  | 45.3657 | -6.2368
5507 | 29.6566 | -12.2045 |  |  | 45.3617 | -6.2406
5508 | 29.6689 | -12.192 |  |  | 45.3565 | -6.2456
5509 | 29.605 | -12.2558 |  |  | 45.2895 | -6.3124
5510 | 29.604 | -12.2565 |  |  | 45.3376 | -6.2642
5511 | 29.5974 | -12.263 |  |  | 45.2796 | -6.322
5512 | 29.5814 | -12.2788 |  |  | 45.2488 | -6.3526
5513 | 29.5025 | -12.3575 |  |  | 45.2377 | -6.3636
5514 | 29.5274 | -12.3324 |  |  | 45.1644 | -6.4367
5515 | 29.5081 | -12.3515 |  |  | 45.1749 | -6.426
5516 | 29.4938 | -12.3657 |  |  | 45.15 | -6.4507
5517 | 29.4637 | -12.3956 |  |  | 45.1985 | -6.4021
5518 | 29.4136 | -12.4455 |  |  | 45.103 | -6.4973
5519 | 29.4032 | -12.4557 |  |  | 45.132 | -6.4682
5520 | 29.3764 | -12.4824 |  |  | 45.115 | -6.485
5521 | 29.3769 | -12.4817 |  |  | 45.0462 | -6.5536
5522 | 29.3216 | -12.5368 |  |  | 45.0164 | -6.5833
5523 | 29.2583 | -12.5999 |  |  | 44.9928 | -6.6067
5524 | 29.2377 | -12.6203 |  |  | 44.9534 | -6.6459
5525 | 29.2066 | -12.6513 |  |  | 44.9161 | -6.6831
5526 | 29.1972 | -12.6604 |  |  | 44.8733 | -6.7257
5527 | 29.1662 | -12.6912 |  |  | 44.829 | -6.7698
5528 | 29.1366 | -12.7207 |  |  | 44.8001 | -6.7986
5529 | 29.1125 | -12.7446 |  |  | 44.758 | -6.8404
5530 | 29.0666 | -12.7903 |  |  | 44.7571 | -6.8411
5531 | 29.0847 | -12.7721 |  |  | 44.7448 | -6.8533
5532 | 29.051 | -12.8056 |  |  | 44.7167 | -6.8812
5533 | 29.0372 | -12.8192 |  |  | 44.7059 | -6.8919
5534 | 29.0126 | -12.8436 |  |  | 44.7414 | -6.8562
5535 | 29.0171 | -12.8389 |  |  | 44.6605 | -6.937
5536 | 28.9837 | -12.8722 |  |  | 44.6209 | -6.9763
5537 | 28.9815 | -12.8742 |  |  | 44.6607 | -6.9363
5538 | 28.9906 | -12.8649 |  |  | 44.6326 | -6.9642
5539 | 28.9838 | -12.8715 |  |  | 44.6505 | -6.9462
5540 | 28.9506 | -12.9046 |  |  | 44.5899 | -7.0067
5541 | 28.9552 | -12.8998 |  |  | 44.6636 | -6.9328
5542 | 28.9835 | -12.8713 |  |  | 44.6419 | -6.9543
5543 | 28.9884 | -12.8662 |  |  | 44.6687 | -6.9273
5544 | 29.0317 | -12.8227 |  |  | 44.6769 | -6.9189
5545 | 29.0219 | -12.8324 |  |  | 44.7298 | -6.8659
5546 | 29.0864 | -12.7677 |  |  | 44.7411 | -6.8544
5547 | 29.1191 | -12.7348 |  |  | 44.7652 | -6.8301
5548 | 29.1044 | -12.7493 |  |  | 44.768 | -6.8271
5549 | 29.1371 | -12.7164 |  |  | 44.812 | -6.7829
5550 | 29.1856 | -12.6677 |  |  | 44.8602 | -6.7346
5551 | 29.2143 | -12.6388 |  |  | 44.8859 | -6.7088
5552 | 29.2256 | -12.6274 |  |  | 44.944 | -6.6504
5553 | 29.2816 | -12.5712 |  |  | 44.942 | -6.6522
5554 | 29.2943 | -12.5583 |  |  | 45.0141 | -6.58
5555 | 29.3357 | -12.5167 |  |  | 44.9984 | -6.5955
5556 | 29.3923 | -12.46 |  |  | 45.1107 | -6.4831
5557 | 29.4424 | -12.4097 |  |  | 45.1469 | -6.4467
5558 | 29.4578 | -12.3941 |  |  | 45.1538 | -6.4396
5559 | 29.5146 | -12.3371 |  |  | 45.2366 | -6.3566
5560 | 29.531 | -12.3205 |  |  | 45.2901 | -6.303
5561 | 29.5756 | -12.2757 |  |  | 45.3381 | -6.2548
5562 | 29.6075 | -12.2436 |  |  | 45.3353 | -6.2574
5563 | 29.6487 | -12.2023 |  |  | 45.4088 | -6.1837
5564 | 29.6991 | -12.1517 |  |  | 45.4368 | -6.1555
5565 | 29.7486 | -12.1021 |  |  | 45.4678 | -6.1244
5566 | 29.7568 | -12.0936 |  |  | 45.4924 | -6.0996
5567 | 29.7741 | -12.0762 |  |  | 45.5861 | -6.0057
5568 | 29.8176 | -12.0325 |  |  | 45.5534 | -6.0383
5569 | 29.8213 | -12.0286 |  |  | 45.6029 | -5.9886
5570 | 29.8534 | -11.9963 |  |  | 45.6793 | -5.912
5571 | 29.8742 | -11.9753 |  |  | 45.6683 | -5.9229
5572 | 29.908 | -11.9413 |  |  | 45.6675 | -5.9234
5573 | 29.9108 | -11.9383 |  |  | 45.6759 | -5.9149
5574 | 29.9365 | -11.9124 |  |  | 45.7126 | -5.878
5575 | 29.921 | -11.9278 |  |  | 45.7058 | -5.8846
5576 | 29.903 | -11.9456 |  |  | 45.7598 | -5.8305
5577 | 29.9285 | -11.9199 |  |  | 45.7363 | -5.8537
5578 | 29.9215 | -11.9268 |  |  | 45.7223 | -5.8676
5579 | 29.91 | -11.938 |  |  | 45.6899 | -5.8998
5580 | 29.9284 | -11.9195 |  |  | 45.6882 | -5.9014
5581 | 29.8792 | -11.9685 |  |  | 45.7259 | -5.8635
5582 | 29.8877 | -11.9598 |  |  | 45.6876 | -5.9016
5583 | 29.8506 | -11.9968 |  |  | 45.6272 | -5.9618
5584 | 29.8089 | -12.0383 |  |  | 45.5897 | -5.9991
5585 | 29.8251 | -12.0219 |  |  | 45.5472 | -6.0415
5586 | 29.7661 | -12.0807 |  |  | 45.5543 | -6.0342
5587 | 29.7563 | -12.0903 |  |  | 45.4707 | -6.1176
5588 | 29.7162 | -12.1302 |  |  | 45.4514 | -6.1368
5589 | 29.6785 | -12.1678 |  |  | 45.4374 | -6.1506
5590 | 29.6345 | -12.2116 |  |  | 45.3894 | -6.1984
5591 | 29.5709 | -12.275 |  |  | 45.3156 | -6.272
5592 | 29.5626 | -12.2831 |  |  | 45.2727 | -6.3147
5593 | 29.4947 | -12.3508 |  |  | 45.2493 | -6.338
5594 | 29.4744 | -12.371 |  |  | 45.1518 | -6.4353
5595 | 29.3988 | -12.4464 |  |  | 45.1053 | -6.4816
5596 | 29.3692 | -12.4758 |  |  | 45.0966 | -6.4901
5597 | 29.3161 | -12.5287 |  |  | 45.0459 | -6.5407
5598 | 29.2843 | -12.5603 |  |  | 44.9913 | -6.5951
5599 | 29.2483 | -12.5961 |  |  | 44.9619 | -6.6243
5600 | 29.1773 | -12.667 |  |  | 44.9074 | -6.6786
5601 | 29.1785 | -12.6655 |  |  | 44.9014 | -6.6844
5602 | 29.1266 | -12.7173 |  |  | 44.8561 | -6.7295
5603 | 29.1151 | -12.7286 |  |  | 44.8205 | -6.765
5604 | 29.0772 | -12.7664 |  |  | 44.8418 | -6.7435
5605 | 29.0574 | -12.786 |  |  | 44.7326 | -6.8526
5606 | 29.0419 | -12.8012 |  |  | 44.8093 | -6.7756
5607 | 29.0159 | -12.8271 |  |  | 44.8475 | -6.7373
5608 | 29.0512 | -12.7916 |  |  | 44.7914 | -6.7933
5609 | 29.0088 | -12.8338 |  |  | 44.8633 | -6.7211
5610 | 29.0402 | -12.8022 |  |  | 44.8133 | -6.771
5611 | 29.0495 | -12.7928 |  |  | 44.7818 | -6.8023
5612 | 29.0495 | -12.7925 |  |  | 44.7816 | -6.8023
5613 | 29.0677 | -12.7742 |  |  | 44.828 | -6.7558
5614 | 29.0924 | -12.7493 |  |  | 44.8971 | -6.6865
5615 | 29.1246 | -12.7169 |  |  | 44.919 | -6.6644
5616 | 29.1435 | -12.6978 |  |  | 44.9427 | -6.6405
5617 | 29.2066 | -12.6345 |  |  | 44.9888 | -6.5942
5618 | 29.2418 | -12.5992 |  |  | 45.0351 | -6.5478
5619 | 29.2754 | -12.5654 |  |  | 45.0702 | -6.5125
5620 | 29.3299 | -12.5107 |  |  | 45.0984 | -6.4841
5621 | 29.3926 | -12.4479 |  |  | 45.211 | -6.3713
5622 | 29.451 | -12.3892 |  |  | 45.2191 | -6.3631
5623 | 29.4784 | -12.3617 |  |  | 45.2955 | -6.2864
5624 | 29.5545 | -12.2854 |  |  | 45.3634 | -6.2184
5625 | 29.6027 | -12.237 |  |  | 45.38 | -6.2017
5626 | 29.6652 | -12.1743 |  |  | 45.4828 | -6.0987
5627 | 29.7117 | -12.1277 |  |  | 45.5239 | -6.0574
5628 | 29.7508 | -12.0883 |  |  | 45.5826 | -5.9984
5629 | 29.8065 | -12.0325 |  |  | 45.6359 | -5.945
5630 | 29.863 | -11.9758 |  |  | 45.7035 | -5.8772
5631 | 29.9224 | -11.9162 |  |  | 45.6907 | -5.8899
5632 | 29.9654 | -11.873 |  |  | 45.8002 | -5.7802
5633 | 29.9825 | -11.8557 |  |  | 45.8559 | -5.7243
5634 | 30.0224 | -11.8157 |  |  | 45.8843 | -5.6958
5635 | 30.0623 | -11.7755 |  |  | 45.9161 | -5.6637
5636 | 30.0958 | -11.7419 |  |  | 45.9254 | -5.6543
5637 | 30.127 | -11.7105 |  |  | 45.9493 | -5.6302
5638 | 30.1234 | -11.714 |  |  | 45.9763 | -5.603
5639 | 30.1693 | -11.6678 |  |  | 45.9699 | -5.6092
5640 | 30.1678 | -11.6691 |  |  | 45.9868 | -5.5922
5641 | 30.1774 | -11.6594 |  |  | 45.9495 | -5.6293
5642 | 30.1498 | -11.6868 |  |  | 45.961 | -5.6176
5643 | 30.1642 | -11.6722 |  |  | 45.9884 | -5.59
5644 | 30.1543 | -11.6819 |  |  | 45.9803 | -5.5979
5645 | 30.1375 | -11.6985 |  |  | 45.9607 | -5.6174
5646 | 30.1079 | -11.728 |  |  | 45.9251 | -5.6528
5647 | 30.0662 | -11.7695 |  |  | 45.9045 | -5.6733
5648 | 30.0522 | -11.7833 |  |  | 45.8233 | -5.7543
5649 | 30.0213 | -11.814 |  |  | 45.822 | -5.7554
5650 | 29.9683 | -11.8669 |  |  | 45.7903 | -5.7869
5651 | 29.9032 | -11.9318 |  |  | 45.7459 | -5.8312
5652 | 29.8986 | -11.9362 |  |  | 45.6942 | -5.8826
5653 | 29.8455 | -11.9891 |  |  | 45.621 | -5.9557
5654 | 29.7616 | -12.0728 |  |  | 45.5826 | -5.9939
5655 | 29.7313 | -12.103 |  |  | 45.5118 | -6.0645
5656 | 29.6731 | -12.1609 |  |  | 45.4089 | -6.1672
5657 | 29.6007 | -12.2331 |  |  | 45.3861 | -6.1898
5658 | 29.5614 | -12.2723 |  |  | 45.356 | -6.2198
5659 | 29.5029 | -12.3306 |  |  | 45.2409 | -6.3347
5660 | 29.4502 | -12.383 |  |  | 45.1728 | -6.4027
5661 | 29.3989 | -12.4342 |  |  | 45.154 | -6.4212
5662 | 29.3626 | -12.4704 |  |  | 45.082 | -6.4931
5663 | 29.2819 | -12.5509 |  |  | 45.0407 | -6.5342
5664 | 29.2141 | -12.6184 |  |  | 44.9792 | -6.5955
5665 | 29.1801 | -12.6523 |  |  | 44.8983 | -6.6762
5666 | 29.1256 | -12.7066 |  |  | 44.9033 | -6.671
5667 | 29.0698 | -12.7622 |  |  | 44.7964 | -6.7778
5668 | 29.0297 | -12.8021 |  |  | 44.7457 | -6.8283
5669 | 29.0147 | -12.8169 |  |  | 44.7428 | -6.831
5670 | 28.9861 | -12.8454 |  |  | 44.6925 | -6.8811
5671 | 28.9471 | -12.8842 |  |  | 44.6327 | -6.9408
5672 | 28.9445 | -12.8866 |  |  | 44.6487 | -6.9246
5673 | 28.9131 | -12.9178 |  |  | 44.6206 | -6.9525
5674 | 28.9034 | -12.9273 |  |  | 44.6122 | -6.9607
5675 | 28.9033 | -12.9273 |  |  | 44.636 | -6.9367
5676 | 28.877 | -12.9533 |  |  | 44.5928 | -6.9798
5677 | 28.8787 | -12.9514 |  |  | 44.6139 | -6.9585
5678 | 28.9091 | -12.9209 |  |  | 44.6134 | -6.9588
5679 | 28.9195 | -12.9103 |  |  | 44.636 | -6.936
5680 | 28.9113 | -12.9184 |  |  | 44.6331 | -6.9388
5681 | 28.9361 | -12.8933 |  |  | 44.622 | -6.9497
5682 | 28.9689 | -12.8603 |  |  | 44.7035 | -6.8681
5683 | 28.9849 | -12.8441 |  |  | 44.7565 | -6.8148
5684 | 29.0066 | -12.8223 |  |  | 44.7816 | -6.7896
5685 | 29.0394 | -12.7892 |  |  | 44.81 | -6.761
5686 | 29.1063 | -12.7222 |  |  | 44.8421 | -6.7287
5687 | 29.1621 | -12.6662 |  |  | 44.9086 | -6.6621
5688 | 29.2119 | -12.6162 |  |  | 44.9328 | -6.6376
5689 | 29.2405 | -12.5875 |  |  | 44.9557 | -6.6146
5690 | 29.278 | -12.5498 |  |  | 45.0583 | -6.5118
5691 | 29.3297 | -12.4978 |  |  | 45.0966 | -6.4733
5692 | 29.3695 | -12.4579 |  |  | 45.0985 | -6.4712
5693 | 29.4081 | -12.4192 |  |  | 45.2264 | -6.3432
5694 | 29.4998 | -12.3272 |  |  | 45.2699 | -6.2994
5695 | 29.5217 | -12.3052 |  |  | 45.3393 | -6.23
5696 | 29.5837 | -12.243 |  |  | 45.3167 | -6.2524
5697 | 29.6436 | -12.1829 |  |  | 45.3792 | -6.1896
5698 | 29.6589 | -12.1674 |  |  | 45.454 | -6.1146
5699 | 29.7174 | -12.1087 |  |  | 45.4993 | -6.0692
5700 | 29.7384 | -12.0875 |  |  | 45.4816 | -6.0867
5701 | 29.7986 | -12.0271 |  |  | 45.5905 | -5.9776
5702 | 29.8301 | -11.9955 |  |  | 45.5427 | -6.0252
5703 | 29.8628 | -11.9625 |  |  | 45.6286 | -5.9392
5704 | 29.8869 | -11.9383 |  |  | 45.6718 | -5.8958
5705 | 29.8936 | -11.9314 |  |  | 45.6753 | -5.8921
5706 | 29.9152 | -11.9096 |  |  | 45.7506 | -5.8166
5707 | 29.9349 | -11.8897 |  |  | 45.7032 | -5.8639
5708 | 29.9707 | -11.8538 |  |  | 45.7354 | -5.8315
5709 | 29.9888 | -11.8355 |  |  | 45.7099 | -5.8568
5710 | 29.9623 | -11.8618 |  |  | 45.739 | -5.8275
5711 | 29.9878 | -11.8361 |  |  | 45.7298 | -5.8366
5712 | 29.9891 | -11.8347 |  |  | 45.7273 | -5.8389
5713 | 29.9888 | -11.8347 |  |  | 45.7145 | -5.8515
5714 | 29.999 | -11.8244 |  |  | 45.7222 | -5.8436
5715 | 29.9585 | -11.8647 |  |  | 45.6847 | -5.8809
5716 | 29.9771 | -11.8459 |  |  | 45.7442 | -5.8212
5717 | 29.9426 | -11.8802 |  |  | 45.7049 | -5.8604
5718 | 29.9688 | -11.8538 |  |  | 45.6798 | -5.8853
5719 | 29.9162 | -11.9062 |  |  | 45.6833 | -5.8816
5720 | 29.9325 | -11.8897 |  |  | 45.6709 | -5.8938
5721 | 29.914 | -11.9081 |  |  | 45.6512 | -5.9133
5722 | 29.9121 | -11.9098 |  |  | 45.6307 | -5.9337
5723 | 29.8818 | -11.9398 |  |  | 45.5961 | -5.9681
5724 | 29.8479 | -11.9736 |  |  | 45.5564 | -6.0076
5725 | 29.8616 | -11.9597 |  |  | 45.5425 | -6.0214
5726 | 29.857 | -11.9641 |  |  | 45.5896 | -5.9741
5727 | 29.8301 | -11.9909 |  |  | 45.5126 | -6.0509
5728 | 29.8171 | -12.0037 |  |  | 45.4493 | -6.114
5729 | 29.8431 | -11.9775 |  |  | 45.5228 | -6.0403
5730 | 29.8221 | -11.9983 |  |  | 45.4611 | -6.1018
5731 | 29.8374 | -11.9829 |  |  | 45.4581 | -6.1047
5732 | 29.8074 | -12.0126 |  |  | 45.4553 | -6.1073
5733 | 29.7733 | -12.0465 |  |  | 45.4389 | -6.1235
5734 | 29.7905 | -12.0291 |  |  | 45.3805 | -6.1817
5735 | 29.7838 | -12.0357 |  |  | 45.4307 | -6.1314
5736 | 29.7694 | -12.0498 |  |  | 45.4039 | -6.158
5737 | 29.7566 | -12.0625 |  |  | 45.4172 | -6.1445
5738 | 29.7511 | -12.0678 |  |  | 45.4222 | -6.1393
5739 | 29.776 | -12.0427 |  |  | 45.388 | -6.1734
5740 | 29.767 | -12.0515 |  |  | 45.378 | -6.1831
5741 | 29.7792 | -12.0392 |  |  | 45.3345 | -6.2264
5742 | 29.7622 | -12.056 |  |  | 45.3248 | -6.236
5743 | 29.7558 | -12.0622 |  |  | 45.3343 | -6.2263
5744 | 29.756 | -12.0618 |  |  | 45.3549 | -6.2055
5745 | 29.7639 | -12.0537 |  |  | 45.2849 | -6.2753
5746 | 29.7695 | -12.0479 |  |  | 45.3336 | -6.2265
5747 | 29.7451 | -12.0721 |  |  | 45.2982 | -6.2617
5748 | 29.7455 | -12.0715 |  |  | 45.3141 | -6.2456
5749 | 29.7601 | -12.0567 |  |  | 45.3154 | -6.2442
5750 | 29.7563 | -12.0604 |  |  | 45.2994 | -6.26
5751 | 29.7293 | -12.0872 |  |  | 45.3187 | -6.2405
5752 | 29.7441 | -12.0722 |  |  | 45.2904 | -6.2686
5753 | 29.7415 | -12.0746 |  |  | 45.2704 | -6.2884
5754 | 29.7239 | -12.0921 |  |  | 45.2573 | -6.3013
5755 | 29.7341 | -12.0817 |  |  | 45.3001 | -6.2583
5756 | 29.7176 | -12.0979 |  |  | 45.2562 | -6.3021
5757 | 29.7442 | -12.0712 |  |  | 45.248 | -6.3101
5758 | 29.7186 | -12.0966 |  |  | 45.2453 | -6.3126
5759 | 29.7294 | -12.0856 |  |  | 45.2818 | -6.276
5760 | 29.7485 | -12.0663 |  |  | 45.3088 | -6.2487
5761 | 29.7365 | -12.0781 |  |  | 45.287 | -6.2704
5762 | 29.7203 | -12.0942 |  |  | 45.33 | -6.2272
5763 | 29.7353 | -12.079 |  |  | 45.2972 | -6.2598
5764 | 29.6994 | -12.1147 |  |  | 45.2747 | -6.2822
5765 | 29.746 | -12.0679 |  |  | 45.3272 | -6.2295
5766 | 29.7222 | -12.0915 |  |  | 45.3063 | -6.2502
5767 | 29.7516 | -12.062 |  |  | 45.2866 | -6.2697
5768 | 29.7696 | -12.0437 |  |  | 45.3106 | -6.2455
5769 | 29.7713 | -12.0418 |  |  | 45.3563 | -6.1997
5770 | 29.8092 | -12.0038 |  |  | 45.3528 | -6.203
5771 | 29.823 | -11.9897 |  |  | 45.3151 | -6.2405
5772 | 29.8762 | -11.9364 |  |  | 45.3896 | -6.1659
5773 | 29.8441 | -11.9683 |  |  | 45.3921 | -6.1632
5774 | 29.8892 | -11.923 |  |  | 45.4294 | -6.1257
5775 | 29.9174 | -11.8946 |  |  | 45.5465 | -6.0083
5776 | 29.9191 | -11.8927 |  |  | 45.4679 | -6.0868
5777 | 29.9621 | -11.8496 |  |  | 45.5647 | -5.9899
5778 | 29.9945 | -11.817 |  |  | 45.5276 | -6.0268
5779 | 30.0228 | -11.7885 |  |  | 45.6593 | -5.8949
5780 | 30.048 | -11.7631 |  |  | 45.6198 | -5.9342
5781 | 30.0835 | -11.7274 |  |  | 45.6632 | -5.8906
5782 | 30.0997 | -11.711 |  |  | 45.6242 | -5.9294
5783 | 30.1432 | -11.6674 |  |  | 45.6986 | -5.8548
5784 | 30.2026 | -11.6078 |  |  | 45.7525 | -5.8008
5785 | 30.2268 | -11.5834 |  |  | 45.7554 | -5.7977
5786 | 30.2562 | -11.5538 |  |  | 45.8092 | -5.7437
5787 | 30.2988 | -11.511 |  |  | 45.8339 | -5.7188
5788 | 30.3879 | -11.4217 |  |  | 45.8911 | -5.6615
5789 | 30.3865 | -11.4229 |  |  | 45.8899 | -5.6624
5790 | 30.4355 | -11.3737 |  |  | 45.9709 | -5.5813
5791 | 30.4604 | -11.3486 |  |  | 45.9432 | -5.6088
5792 | 30.5293 | -11.2796 |  |  | 46.0166 | -5.5352
5793 | 30.4993 | -11.3093 |  |  | 46.0418 | -5.5098
5794 | 30.5512 | -11.2573 |  |  | 46.0609 | -5.4905
5795 | 30.654 | -11.1543 |  |  | 46.1372 | -5.4141
5796 | 30.6396 | -11.1685 |  |  | 46.0653 | -5.4858
5797 | 30.7012 | -11.1067 |  |  | 46.1957 | -5.3552
5798 | 30.7455 | -11.0623 |  |  | 46.2242 | -5.3265
5799 | 30.7618 | -11.0458 |  |  | 46.2461 | -5.3045
5800 | 30.8125 | -10.9949 |  |  | 46.2587 | -5.2916
5801 | 30.8334 | -10.9738 |  |  | 46.3088 | -5.2414
5802 | 30.8715 | -10.9355 |  |  | 46.2963 | -5.2537
5803 | 30.8887 | -10.9181 |  |  | 46.3025 | -5.2474
5804 | 30.9042 | -10.9024 |  |  | 46.3296 | -5.2201
5805 | 30.95 | -10.8565 |  |  | 46.3536 | -5.1959
5806 | 30.9925 | -10.8138 |  |  | 46.3684 | -5.1809
5807 | 30.9761 | -10.83 |  |  | 46.3755 | -5.1736
5808 | 30.9542 | -10.8516 |  |  | 46.3638 | -5.1851
5809 | 30.9954 | -10.8103 |  |  | 46.3253 | -5.2235
5810 | 30.9847 | -10.8208 |  |  | 46.3105 | -5.238
5811 | 31.0112 | -10.7941 |  |  | 46.3878 | -5.1606
5812 | 31.0351 | -10.7701 |  |  | 46.3916 | -5.1567
5813 | 31.0223 | -10.7826 |  |  | 46.4178 | -5.1302
5814 | 31.0239 | -10.7808 |  |  | 46.3741 | -5.1737
5815 | 31.0165 | -10.7881 |  |  | 46.3813 | -5.1664
5816 | 31.005 | -10.7994 |  |  | 46.376 | -5.1715
5817 | 30.9842 | -10.82 |  |  | 46.3411 | -5.2062
5818 | 30.9854 | -10.8186 |  |  | 46.3807 | -5.1664
5819 | 30.9763 | -10.8275 |  |  | 46.3636 | -5.1833
5820 | 30.9382 | -10.8654 |  |  | 46.222 | -5.3248
5821 | 30.9165 | -10.887 |  |  | 46.2424 | -5.3041
5822 | 30.9118 | -10.8915 |  |  | 46.2542 | -5.2922
5823 | 30.8431 | -10.9599 |  |  | 46.2015 | -5.3447
5824 | 30.8458 | -10.9571 |  |  | 46.226 | -5.32
5825 | 30.8266 | -10.9761 |  |  | 46.2156 | -5.3303
5826 | 30.7861 | -11.0164 |  |  | 46.1071 | -5.4385
5827 | 30.7646 | -11.0377 |  |  | 46.0941 | -5.4514
5828 | 30.7462 | -11.056 |  |  | 46.0339 | -5.5114
5829 | 30.6884 | -11.1135 |  |  | 45.929 | -5.6161
5830 | 30.6707 | -11.1311 |  |  | 46.0197 | -5.5253
5831 | 30.6361 | -11.1655 |  |  | 45.9709 | -5.5739
5832 | 30.6656 | -11.1358 |  |  | 45.9684 | -5.5762
5833 | 30.5893 | -11.2119 |  |  | 45.9509 | -5.5935
5834 | 30.5942 | -11.2068 |  |  | 45.8786 | -5.6656
5835 | 30.5509 | -11.25 |  |  | 45.9013 | -5.6428
5836 | 30.581 | -11.2196 |  |  | 45.8834 | -5.6605
5837 | 30.5495 | -11.2509 |  |  | 45.818 | -5.7257
5838 | 30.5141 | -11.2861 |  |  | 45.8884 | -5.6551
5839 | 30.5007 | -11.2994 |  |  | 45.8607 | -5.6826
5840 | 30.5239 | -11.276 |  |  | 45.7964 | -5.7467
5841 | 30.487 | -11.3127 |  |  | 45.826 | -5.717
5842 | 30.4972 | -11.3023 |  |  | 45.831 | -5.7118
5843 | 30.5245 | -11.2748 |  |  | 45.8147 | -5.7279
5844 | 30.4947 | -11.3044 |  |  | 45.7925 | -5.7499
5845 | 30.54 | -11.2589 |  |  | 45.8045 | -5.7377
5846 | 30.5437 | -11.255 |  |  | 45.8223 | -5.7198
5847 | 30.5727 | -11.2259 |  |  | 45.8299 | -5.712
5848 | 30.5931 | -11.2053 |  |  | 45.909 | -5.6327
5849 | 30.6202 | -11.178 |  |  | 45.8231 | -5.7184
5850 | 30.6189 | -11.1791 |  |  | 45.8631 | -5.6783
5851 | 30.6915 | -11.1063 |  |  | 45.9127 | -5.6284
5852 | 30.7357 | -11.062 |  |  | 45.8588 | -5.6822
5853 | 30.7687 | -11.0287 |  |  | 45.9003 | -5.6405
5854 | 30.8099 | -10.9874 |  |  | 45.9788 | -5.5618
5855 | 30.859 | -10.9381 |  |  | 45.9684 | -5.5721
5856 | 30.8632 | -10.9336 |  |  | 45.9858 | -5.5545
5857 | 30.9318 | -10.8648 |  |  | 46.0738 | -5.4662
5858 | 30.9955 | -10.8009 |  |  | 46.1042 | -5.4357
5859 | 31.0461 | -10.7502 |  |  | 46.2039 | -5.3358
5860 | 31.0683 | -10.7278 |  |  | 46.1906 | -5.3489
5861 | 31.133 | -10.6629 |  |  | 46.2222 | -5.3171
5862 | 31.1327 | -10.6631 |  |  | 46.2553 | -5.2839
5863 | 31.2358 | -10.5598 |  |  | 46.3062 | -5.2328
5864 | 31.2776 | -10.5178 |  |  | 46.3603 | -5.1785
5865 | 31.3114 | -10.4838 |  |  | 46.3466 | -5.1921
5866 | 31.3377 | -10.4572 |  |  | 46.3388 | -5.1996
5867 | 31.4353 | -10.3595 |  |  | 46.3813 | -5.157
5868 | 31.46 | -10.3346 |  |  | 46.5262 | -5.0119
5869 | 31.4875 | -10.3069 |  |  | 46.5251 | -5.0128
5870 | 31.5599 | -10.2343 |  |  | 46.5311 | -5.0066
5871 | 31.6287 | -10.1654 |  |  | 46.59 | -4.9475
5872 | 31.6135 | -10.1803 |  |  | 46.648 | -4.8893
5873 | 31.6741 | -10.1196 |  |  | 46.6815 | -4.8557
5874 | 31.7534 | -10.0401 |  |  | 46.6648 | -4.8722
5875 | 31.7299 | -10.0634 |  |  | 46.746 | -4.7908
5876 | 31.7641 | -10.029 |  |  | 46.7552 | -4.7814
5877 | 31.8305 | -9.9625 |  |  | 46.7423 | -4.7941
5878 | 31.8209 | -9.9718 |  |  | 46.8108 | -4.7254
5879 | 31.8452 | -9.9473 |  |  | 46.7707 | -4.7653
5880 | 31.8348 | -9.9575 |  |  | 46.8159 | -4.72
5881 | 31.868 | -9.9241 |  |  | 46.8383 | -4.6974
5882 | 31.9189 | -9.8731 |  |  | 46.9048 | -4.6307
5883 | 31.9165 | -9.8753 |  |  | 46.7871 | -4.7483
5884 | 31.9061 | -9.8855 |  |  | 46.759 | -4.7761
5885 | 31.9212 | -9.8702 |  |  | 46.869 | -4.666
5886 | 31.9349 | -9.8563 |  |  | 46.9752 | -4.5596
5887 | 31.9244 | -9.8666 |  |  | 46.9495 | -4.5851
5888 | 31.9127 | -9.8782 |  |  | 46.9255 | -4.6089
5889 | 31.8519 | -9.9387 |  |  | 46.922 | -4.6122
5890 | 31.9472 | -9.8433 |  |  | 46.9867 | -4.5474
5891 | 31.8597 | -9.9306 |  |  | 46.9112 | -4.6227
5892 | 31.8289 | -9.9612 |  |  | 46.9317 | -4.602
5893 | 31.8007 | -9.9892 |  |  | 46.9357 | -4.5979
5894 | 31.8555 | -9.9342 |  |  | 46.911 | -4.6223
5895 | 31.7996 | -9.9899 |  |  | 46.8819 | -4.6513
5896 | 31.7105 | -10.0788 |  |  | 46.7969 | -4.7361
5897 | 31.7547 | -10.0345 |  |  | 46.7189 | -4.8139
5898 | 31.7261 | -10.0629 |  |  | 46.77 | -4.7626
5899 | 31.6686 | -10.1202 |  |  | 46.6961 | -4.8363
5900 | 31.6289 | -10.1597 |  |  | 46.7713 | -4.7609
5901 | 31.5933 | -10.1951 |  |  | 46.7069 | -4.8251
5902 | 31.6342 | -10.154 |  |  | 46.6128 | -4.9191
5903 | 31.6252 | -10.1628 |  |  | 46.5646 | -4.9671
5904 | 31.5414 | -10.2465 |  |  | 46.6232 | -4.9083
5905 | 31.5602 | -10.2274 |  |  | 46.6005 | -4.9308
5906 | 31.5302 | -10.2572 |  |  | 46.4654 | -5.0657
5907 | 31.4835 | -10.3037 |  |  | 46.3599 | -5.1711
5908 | 31.5229 | -10.2641 |  |  | 46.4305 | -5.1003
5909 | 31.5373 | -10.2495 |  |  | 46.4884 | -5.0422
5910 | 31.4597 | -10.327 |  |  | 46.3471 | -5.1833
5911 | 31.4526 | -10.3339 |  |  | 46.4121 | -5.1181
5912 | 31.4843 | -10.302 |  |  | 46.2968 | -5.2333
5913 | 31.4913 | -10.2948 |  |  | 46.3115 | -5.2184
5914 | 31.4642 | -10.3217 |  |  | 46.3443 | -5.1854
5915 | 31.5077 | -10.278 |  |  | 46.3 | -5.2295
5916 | 31.5184 | -10.2671 |  |  | 46.3698 | -5.1595
5917 | 31.4883 | -10.297 |  |  | 46.3325 | -5.1966
5918 | 31.49 | -10.2951 |  |  | 46.3274 | -5.2016
5919 | 31.5291 | -10.2558 |  |  | 46.2714 | -5.2574
5920 | 31.5067 | -10.2781 |  |  | 46.2648 | -5.2638
5921 | 31.5455 | -10.2391 |  |  | 46.2864 | -5.242
5922 | 31.5603 | -10.2241 |  |  | 46.3677 | -5.1606
5923 | 31.6095 | -10.1747 |  |  | 46.4062 | -5.1218
5924 | 31.6591 | -10.1249 |  |  | 46.3946 | -5.1333
5925 | 31.6753 | -10.1085 |  |  | 46.4046 | -5.123
5926 | 31.7305 | -10.0532 |  |  | 46.3757 | -5.1518
5927 | 31.7868 | -9.9966 |  |  | 46.4124 | -5.1149
5928 | 31.8749 | -9.9084 |  |  | 46.5115 | -5.0156
5929 | 31.8853 | -9.8978 |  |  | 46.5153 | -5.0116
5930 | 31.9235 | -9.8594 |  |  | 46.4857 | -5.0411
5931 | 31.978 | -9.8047 |  |  | 46.5553 | -4.9713
5932 | 32.0175 | -9.765 |  |  | 46.5803 | -4.9461
5933 | 32.1045 | -9.6778 |  |  | 46.6737 | -4.8525
5934 | 32.1195 | -9.6627 |  |  | 46.569 | -4.957
5935 | 32.1794 | -9.6025 |  |  | 46.715 | -4.8108
5936 | 32.2376 | -9.5441 |  |  | 46.6785 | -4.8471
5937 | 32.2787 | -9.5028 |  |  | 46.776 | -4.7495
5938 | 32.3341 | -9.4473 |  |  | 46.7887 | -4.7366
5939 | 32.3806 | -9.4006 |  |  | 46.8065 | -4.7186
5940 | 32.4719 | -9.3091 |  |  | 46.9283 | -4.5966
5941 | 32.5313 | -9.2495 |  |  | 46.9544 | -4.5703
5942 | 32.57 | -9.2106 |  |  | 46.97 | -4.5546
5943 | 32.6036 | -9.1769 |  |  | 47.0118 | -4.5126
5944 | 32.6266 | -9.1537 |  |  | 47.0609 | -4.4633
5945 | 32.7156 | -9.0644 |  |  | 47.0102 | -4.5138
5946 | 32.7603 | -9.0195 |  |  | 47.1255 | -4.3984
5947 | 32.7631 | -9.0166 |  |  | 47.1277 | -4.3959
5948 | 32.8071 | -8.9724 |  |  | 47.1682 | -4.3552
5949 | 32.7746 | -9.0046 |  |  | 47.2624 | -4.2609
5950 | 32.8472 | -8.9319 |  |  | 47.1267 | -4.3964
5951 | 32.8272 | -8.9517 |  |  | 47.2684 | -4.2545
5952 | 32.8744 | -8.9043 |  |  | 47.2219 | -4.3009
5953 | 32.8438 | -8.9347 |  |  | 47.2038 | -4.3187
5954 | 32.8788 | -8.8995 |  |  | 47.2536 | -4.2688
5955 | 32.8385 | -8.9396 |  |  | 47.2296 | -4.2926
5956 | 32.9824 | -8.7956 |  |  | 47.2536 | -4.2684
5957 | 32.9739 | -8.8039 |  |  | 47.3426 | -4.1792
5958 | 32.851 | -8.9266 |  |  | 47.3156 | -4.206
5959 | 32.9167 | -8.8607 |  |  | 47.4186 | -4.1028
5960 | 32.8548 | -8.9224 |  |  | 47.2809 | -4.2403
5961 | 32.8883 | -8.8887 |  |  | 47.2223 | -4.2988
5962 | 32.7955 | -8.9813 |  |  | 47.2253 | -4.2956
5963 | 32.8377 | -8.9389 |  |  | 47.2739 | -4.2468
5964 | 32.7475 | -9.0289 |  |  | 47.2417 | -4.2788
5965 | 32.7791 | -8.9971 |  |  | 47.1668 | -4.3535
5966 | 32.7348 | -9.0412 |  |  | 47.242 | -4.2781
5967 | 32.7203 | -9.0556 |  |  | 47.2438 | -4.2762
5968 | 32.6918 | -9.0839 |  |  | 47.0819 | -4.4379
5969 | 32.6651 | -9.1104 |  |  | 47.0662 | -4.4534
5970 | 32.5929 | -9.1823 |  |  | 47.0542 | -4.4652
5971 | 32.5835 | -9.1916 |  |  | 47.2021 | -4.3172
5972 | 32.5077 | -9.2672 |  |  | 46.9927 | -4.5264
5973 | 32.5272 | -9.2476 |  |  | 46.9146 | -4.6043
5974 | 32.3549 | -9.4196 |  |  | 46.8933 | -4.6254
5975 | 32.3269 | -9.4474 |  |  | 46.8624 | -4.6561
5976 | 32.3772 | -9.3969 |  |  | 46.8741 | -4.6442
5977 | 32.2226 | -9.5513 |  |  | 46.8216 | -4.6965
5978 | 32.2597 | -9.514 |  |  | 46.7239 | -4.7941
5979 | 32.1843 | -9.5893 |  |  | 46.7191 | -4.7987
5980 | 32.1151 | -9.6583 |  |  | 46.6217 | -4.8959
5981 | 32.1232 | -9.65 |  |  | 46.616 | -4.9014
5982 | 32.1198 | -9.6532 |  |  | 46.6705 | -4.8467
5983 | 32.0939 | -9.6789 |  |  | 46.592 | -4.925
5984 | 32.048 | -9.7246 |  |  | 46.5783 | -4.9385
5985 | 32.0165 | -9.756 |  |  | 46.6085 | -4.9081
5986 | 32.0534 | -9.7188 |  |  | 46.5813 | -4.9351
5987 | 32.0876 | -9.6845 |  |  | 46.5623 | -4.954
5988 | 32.0179 | -9.7539 |  |  | 46.5183 | -4.9978
5989 | 32.0738 | -9.6979 |  |  | 46.5041 | -5.0118
5990 | 32.0306 | -9.7408 |  |  | 46.5197 | -4.9961
5991 | 32.0904 | -9.6809 |  |  | 46.5523 | -4.9632
5992 | 32.0256 | -9.7455 |  |  | 46.5556 | -4.9598
5993 | 32.0628 | -9.7081 |  |  | 46.7108 | -4.8043
5994 | 32.1292 | -9.6415 |  |  | 46.6053 | -4.9097
5995 | 32.1833 | -9.5872 |  |  | 46.6586 | -4.8562
5996 | 32.221 | -9.5493 |  |  | 46.6652 | -4.8494
5997 | 32.2785 | -9.4916 |  |  | 46.6652 | -4.8492
5998 | 32.3391 | -9.4309 |  |  | 46.7171 | -4.7971
5999 | 32.4123 | -9.3574 |  |  | 46.8499 | -4.6641
6000 | 32.5291 | -9.2404 |  |  | 46.9083 | -4.6056