## Overview
Measurment conditions
Center frequency: | 3000 MHZ | Att: | 5dB
Span: | 6000 MHz | RBW | 1000KHz
Tracking Gen, Level: | 100dBµV | VBW | 3000kHz
Correction Value
| XF-R400-1 |  | XF-R100-1 |  | XF-R3-1 |  | XF-B3-1 |  | XF U2,5-1 |  | XF-R400-1 from SN 02-2000 |  | XFS-B3-1 since 2016 |  | XFS-B3-1 until 2015
Frequency [MHz] | H-field correction value [dBµA/µVm] | current correction value [dBµA/µV] | H-field correction value [dBµA/µVm] | current correction value [dBµA/µV] | H-field correction value [dBµA/µVm] | current correction value [dBµA/µV] | H-field correction value [dBµA/µVm] | current correction value [dBµA/µV] | H-field correction value [dBµA/µVm] | current correction value [dBµA/µV] | H-field correction value [dBµA/µVm] | current correction value [dBµA/µV] | H-field correction value [dBµA/µVm] | current correction value [dBµA/µV] | H-field correction value [dBµA/µVm] | current correction value [dBµA/µV]
6 | 29.0443 | 19.1766 | 42.9452 | 20.7104 | 68.9047 | 32.6946 | 69.4376 | 34.8303 | 85.7526 | 26.6624 | 28.7533 | 17.4841 | 71.6468 | 37.1195 | 78.34 | 43.3293
7 | 27.7366 | 18.5616 | 41.8609 | 20.1598 | 68.9612 | 33.1233 | 68.8333 | 34.2259 | 84.9525 | 26.1868 | 28.2948 | 17.0264 | 70.9778 | 36.4506 | 83.6569 | 48.6462
8 | 27.1128 | 17.9466 | 41.2945 | 19.6093 | 69.271 | 33.552 | 68.2289 | 33.6215 | 84.4614 | 25.7112 | 27.8363 | 16.5686 | 72.2499 | 37.7226 | 71.0139 | 36.0033
9 | 26.4925 | 17.3315 | 40.728 | 19.0587 | 69.5821 | 33.9806 | 67.6245 | 33.0172 | 83.9719 | 25.2356 | 27.3778 | 16.1109 | 73.912 | 39.3847 | 76.1366 | 41.1259
10 | 25.8721 | 16.7165 | 40.1615 | 18.5081 | 69.8932 | 34.4093 | 67.0201 | 32.4128 | 83.4825 | 24.7599 | 26.9193 | 15.6531 | 70.2094 | 35.6822 | 73.8511 | 38.8405
11 | 25.2518 | 16.1014 | 39.595 | 17.9575 | 70.2042 | 34.8379 | 66.4157 | 31.8084 | 82.993 | 24.2843 | 26.4608 | 15.1954 | 81.589 | 47.0617 | 68.7169 | 33.7063
12 | 24.6315 | 15.4864 | 39.0285 | 17.4069 | 70.5153 | 35.2666 | 65.8114 | 31.2041 | 82.5035 | 23.8087 | 26.0023 | 14.7376 | 72.0953 | 37.5681 | 70.2021 | 35.1915
13 | 24.0111 | 14.8431 | 38.462 | 16.7617 | 70.8263 | 34.9961 | 65.4635 | 30.8562 | 82.014 | 23.2515 | 25.4184 | 14.155 | 69.1127 | 34.5855 | 72.1833 | 37.1727
14 | 23.4151 | 14.1998 | 37.86 | 16.1165 | 70.5306 | 34.7256 | 65.1156 | 30.5084 | 81.4725 | 22.6943 | 24.8344 | 13.5723 | 69.1463 | 34.619 | 67.5963 | 32.5858
15 | 22.8194 | 13.5565 | 37.258 | 15.4712 | 70.2287 | 34.4552 | 64.7678 | 30.1605 | 80.9304 | 22.1371 | 24.2505 | 12.9896 | 68.4452 | 33.918 | 71.1631 | 36.1525
16 | 22.2236 | 12.9132 | 36.656 | 14.826 | 69.9267 | 34.1847 | 64.4199 | 29.8127 | 80.3884 | 21.5799 | 23.6666 | 12.4069 | 66.8314 | 32.3042 | 67.0442 | 32.0337
17 | 21.6279 | 12.2699 | 36.054 | 14.1808 | 69.6248 | 33.9143 | 64.072 | 29.4648 | 79.8463 | 21.0227 | 23.0827 | 11.8242 | 68.5336 | 34.0064 | 67.1826 | 32.1721
18 | 21.0321 | 11.6266 | 35.452 | 13.5355 | 69.3229 | 33.6438 | 63.7241 | 29.117 | 79.3043 | 20.4655 | 22.4987 | 11.2415 | 68.452 | 33.9248 | 65.1799 | 30.1695
19 | 20.4364 | 11.2696 | 34.8507 | 13.152 | 69.021 | 33.1873 | 63.2094 | 28.6023 | 78.7622 | 19.9994 | 22.1482 | 10.8926 | 68.1729 | 33.6457 | 64.9097 | 29.8993
20 | 20.1036 | 10.9126 | 34.4847 | 12.7686 | 68.5858 | 32.7308 | 62.6946 | 28.0875 | 78.3365 | 19.5333 | 21.7977 | 10.5437 | 67.2431 | 32.7159 | 64.6583 | 29.6479
21 | 19.7748 | 10.5557 | 34.1186 | 12.3851 | 68.1486 | 32.2743 | 62.1798 | 27.5728 | 77.9125 | 19.0672 | 21.4471 | 10.1948 | 68.0695 | 33.5423 | 62.8788 | 27.8685
22 | 19.446 | 10.1987 | 33.7526 | 12.0016 | 67.7114 | 31.8178 | 61.6651 | 27.058 | 77.4884 | 18.6011 | 21.0966 | 9.8459 | 68.3919 | 33.8647 | 63.5271 | 28.5168
23 | 19.1171 | 9.8417 | 33.3865 | 11.6182 | 67.2742 | 31.3613 | 61.1503 | 26.5433 | 77.0644 | 18.135 | 20.746 | 9.4971 | 67.3291 | 32.8019 | 64.5698 | 29.5595
24 | 18.7883 | 9.4847 | 33.0205 | 11.2347 | 66.837 | 30.9048 | 60.6355 | 26.0286 | 76.6404 | 17.6688 | 20.3955 | 9.1482 | 67.6573 | 33.1301 | 63.6173 | 28.6071
25 | 18.4595 | 9.3003 | 32.6549 | 10.9583 | 66.3998 | 30.562 | 60.5267 | 25.9198 | 76.2164 | 17.4525 | 20.2398 | 8.9945 | 68.2277 | 33.7006 | 62.6318 | 27.6216
26 | 18.2928 | 9.1159 | 32.407 | 10.6818 | 66.1248 | 30.2191 | 60.4179 | 25.8111 | 76.0189 | 17.2361 | 20.0842 | 8.8408 | 68.5639 | 34.0367 | 62.4095 | 27.3993
27 | 18.1294 | 8.9315 | 32.1591 | 10.4054 | 65.8531 | 29.8763 | 60.3091 | 25.7023 | 75.8259 | 17.0197 | 19.9285 | 8.6872 | 66.6252 | 32.098 | 62.014 | 27.0039
28 | 17.9659 | 8.7471 | 31.9113 | 10.129 | 65.5814 | 29.5335 | 60.2003 | 25.5935 | 75.633 | 16.8033 | 19.7728 | 8.5335 | 66.5835 | 32.0563 | 61.0043 | 25.9942
29 | 17.8025 | 8.5628 | 31.6634 | 9.8526 | 65.3097 | 29.1907 | 60.0915 | 25.4848 | 75.4401 | 16.5869 | 19.6172 | 8.3798 | 67.1842 | 32.657 | 60.3746 | 25.3646
30 | 17.6391 | 8.3784 | 31.4155 | 9.5761 | 65.038 | 28.8479 | 59.9827 | 25.376 | 75.2471 | 16.3705 | 19.4615 | 8.2262 | 66.0266 | 31.4994 | 61.0405 | 26.0305
31 | 17.4757 | 8.3249 | 31.1683 | 9.4744 | 64.7663 | 28.9217 | 59.8284 | 25.2217 | 75.0542 | 16.2939 | 19.3703 | 8.1373 | 65.1522 | 30.6251 | 61.0997 | 26.0898
32 | 17.4125 | 8.2714 | 31.0668 | 9.3727 | 64.8142 | 28.9956 | 59.674 | 25.0674 | 74.9727 | 16.2172 | 19.2791 | 8.0484 | 66.1219 | 31.5947 | 60.4214 | 25.4115
33 | 17.3518 | 8.2178 | 30.9653 | 9.271 | 64.8704 | 29.0694 | 59.5197 | 24.9131 | 74.8942 | 16.1406 | 19.1879 | 7.9595 | 66.3246 | 31.7975 | 60.2699 | 25.2601
34 | 17.2912 | 8.1643 | 30.8638 | 9.1693 | 64.9266 | 29.1433 | 59.3653 | 24.7588 | 74.8156 | 16.064 | 19.0968 | 7.8706 | 65.1684 | 30.6413 | 59.447 | 24.4372
35 | 17.2306 | 8.1108 | 30.7623 | 9.0676 | 64.9827 | 29.2171 | 59.211 | 24.6045 | 74.737 | 15.9873 | 19.0056 | 7.7817 | 64.9136 | 30.3865 | 59.6265 | 24.6168
36 | 17.1699 | 8.0573 | 30.6608 | 8.9659 | 65.0389 | 29.2909 | 59.0566 | 24.4502 | 74.6584 | 15.9107 | 18.9144 | 7.6928 | 67.5746 | 33.0474 | 59.2746 | 24.2649
37 | 17.1093 | 7.9716 | 30.5593 | 8.8686 | 65.0951 | 29.2618 | 59.0687 | 24.4624 | 74.5799 | 15.8255 | 18.8465 | 7.6274 | 65.4257 | 30.8985 | 59.4598 | 24.4502
38 | 17.0226 | 7.886 | 30.4607 | 8.7714 | 65.0451 | 29.2327 | 59.0808 | 24.4745 | 74.4989 | 15.7403 | 18.7786 | 7.562 | 65.3596 | 30.8324 | 59.0911 | 24.0815
39 | 16.9351 | 7.8003 | 30.362 | 8.6742 | 64.9919 | 29.2036 | 59.0928 | 24.4866 | 74.4179 | 15.655 | 18.7107 | 7.4965 | 66.0632 | 31.5361 | 59.3152 | 24.3057
40 | 16.8476 | 7.7147 | 30.2634 | 8.5769 | 64.9386 | 29.1745 | 59.1049 | 24.4988 | 74.3368 | 15.5698 | 18.6427 | 7.4311 | 65.7982 | 31.2711 | 59.1221 | 24.1126
41 | 16.7601 | 7.629 | 30.1647 | 8.4797 | 64.8853 | 29.1455 | 59.117 | 24.5109 | 74.2558 | 15.4846 | 18.5748 | 7.3657 | 66.4142 | 31.8871 | 58.969 | 23.9596
42 | 16.6726 | 7.5433 | 30.066 | 8.3824 | 64.8321 | 29.1164 | 59.129 | 24.523 | 74.1748 | 15.3994 | 18.5069 | 7.3003 | 65.223 | 30.696 | 58.552 | 23.5427
43 | 16.5851 | 7.4573 | 29.9674 | 8.2804 | 64.7788 | 28.9472 | 59.0408 | 24.4349 | 74.0938 | 15.3416 | 18.4094 | 7.2054 | 64.0123 | 29.4853 | 58.3109 | 23.3016
44 | 16.4969 | 7.3713 | 29.8648 | 8.1784 | 64.6258 | 28.778 | 58.9526 | 24.3468 | 74.0349 | 15.2839 | 18.312 | 7.1105 | 64.5015 | 29.9744 | 58.9431 | 23.9339
45 | 16.4086 | 7.2853 | 29.7622 | 8.0765 | 64.4691 | 28.6089 | 58.8644 | 24.2586 | 73.9768 | 15.2261 | 18.2145 | 7.0157 | 64.8559 | 30.3289 | 58.4615 | 23.4524
46 | 16.3204 | 7.1993 | 29.6596 | 7.9745 | 64.3124 | 28.4397 | 58.7762 | 24.1705 | 73.9187 | 15.1683 | 18.117 | 6.9208 | 64.398 | 29.871 | 58.8109 | 23.8019
47 | 16.2322 | 7.1133 | 29.557 | 7.8725 | 64.1557 | 28.2705 | 58.688 | 24.0824 | 73.8606 | 15.1106 | 18.0195 | 6.826 | 65.7447 | 31.2176 | 58.5024 | 23.4935
48 | 16.1439 | 7.0272 | 29.4544 | 7.7705 | 63.999 | 28.1014 | 58.5998 | 23.9943 | 73.8025 | 15.0528 | 17.9221 | 6.7311 | 64.2823 | 29.7552 | 58.7129 | 23.704
49 | 16.0557 | 6.9396 | 29.3517 | 7.6691 | 63.8423 | 28.0044 | 58.4674 | 23.8619 | 73.7445 | 14.9966 | 17.8032 | 6.615 | 64.4139 | 29.8869 | 58.6782 | 23.6694
50 | 15.9572 | 6.8519 | 29.2465 | 7.5677 | 63.7171 | 27.9073 | 58.3349 | 23.7295 | 73.694 | 14.9404 | 17.6844 | 6.4988 | 64.3112 | 29.7842 | 58.7872 | 23.7785
51 | 15.8583 | 6.7642 | 29.1413 | 7.4663 | 63.5932 | 27.8103 | 58.2024 | 23.5971 | 73.6438 | 14.8842 | 17.5655 | 6.3827 | 63.5509 | 29.0239 | 58.5828 | 23.5742
52 | 15.7594 | 6.6766 | 29.0361 | 7.3649 | 63.4693 | 27.7133 | 58.07 | 23.4647 | 73.5937 | 14.828 | 17.4467 | 6.2665 | 64.6755 | 30.1485 | 58.366 | 23.3574
53 | 15.6605 | 6.5889 | 28.9309 | 7.2635 | 63.3454 | 27.6163 | 57.9375 | 23.3323 | 73.5435 | 14.7718 | 17.3278 | 6.1504 | 64.4681 | 29.9411 | 58.3793 | 23.3708
54 | 15.5616 | 6.5012 | 28.8257 | 7.1621 | 63.2215 | 27.5192 | 57.805 | 23.1999 | 73.4934 | 14.7156 | 17.209 | 6.0342 | 62.9285 | 28.4015 | 58.2792 | 23.2708
55 | 15.4627 | 6.3607 | 28.7203 | 7.0425 | 63.0976 | 27.2679 | 57.5789 | 22.9739 | 73.4432 | 14.6979 | 17.0817 | 5.9096 | 63.0931 | 28.5661 | 58.1727 | 23.1644
56 | 15.3158 | 6.2201 | 28.5888 | 6.9229 | 62.8742 | 27.0165 | 57.3527 | 22.7478 | 73.4053 | 14.6801 | 16.9544 | 5.785 | 62.6267 | 28.0997 | 57.9859 | 22.9777
57 | 15.1666 | 6.0796 | 28.4574 | 6.8033 | 62.6462 | 26.7652 | 57.1266 | 22.5218 | 73.368 | 14.6624 | 16.8271 | 5.6604 | 62.5535 | 28.0265 | 57.7084 | 22.7002
58 | 15.0175 | 5.939 | 28.326 | 6.6837 | 62.4182 | 26.5138 | 56.9005 | 22.2957 | 73.3307 | 14.6447 | 16.6998 | 5.5359 | 62.5505 | 28.0236 | 58.2582 | 23.2501
59 | 14.8683 | 5.7985 | 28.1946 | 6.5641 | 62.1901 | 26.2624 | 56.6743 | 22.0697 | 73.2934 | 14.627 | 16.5725 | 5.4113 | 62.8829 | 28.3559 | 58.4579 | 23.4499
60 | 14.7191 | 5.6579 | 28.0631 | 6.4445 | 61.9621 | 26.0111 | 56.4482 | 21.8436 | 73.2561 | 14.6093 | 16.4452 | 5.2867 | 62.2906 | 27.7637 | 57.9771 | 22.9692
61 | 14.57 | 5.4802 | 27.9312 | 6.2585 | 61.7341 | 25.8933 | 56.337 | 21.7326 | 73.2188 | 14.4835 | 16.2668 | 5.1109 | 62.0199 | 27.4929 | 58.3195 | 23.3117
62 | 14.3963 | 5.3025 | 27.7494 | 6.0725 | 61.5884 | 25.7755 | 56.2259 | 21.6216 | 73.0868 | 14.3576 | 16.0883 | 4.9351 | 62.9182 | 28.3913 | 58.3783 | 23.3706
63 | 14.2213 | 5.1248 | 27.5677 | 5.8865 | 61.447 | 25.6577 | 56.1148 | 21.5106 | 72.9497 | 14.2318 | 15.9099 | 4.7593 | 61.3211 | 26.7942 | 58.0254 | 23.0179
64 | 14.0463 | 4.947 | 27.3859 | 5.7004 | 61.3056 | 25.5399 | 56.0037 | 21.3995 | 72.8127 | 14.1059 | 15.7314 | 4.5835 | 61.3029 | 26.7761 | 58.1785 | 23.171
65 | 13.8713 | 4.7693 | 27.2042 | 5.5144 | 61.1642 | 25.4221 | 55.8926 | 21.2885 | 72.6757 | 13.9801 | 15.5529 | 4.4078 | 61.5767 | 27.0498 | 58.0119 | 23.0045
66 | 13.6964 | 4.5916 | 27.0224 | 5.3284 | 61.0228 | 25.3043 | 55.7815 | 21.1775 | 72.5387 | 13.8543 | 15.3745 | 4.232 | 61.5136 | 26.9867 | 57.8587 | 22.8514
67 | 13.5214 | 4.4417 | 26.8409 | 5.1741 | 60.8814 | 25.0524 | 55.6122 | 21.0083 | 72.4016 | 13.6688 | 15.2237 | 4.0838 | 60.3213 | 25.7944 | 57.6741 | 22.6669
68 | 13.3749 | 4.2919 | 26.6819 | 5.0197 | 60.6639 | 24.8005 | 55.4429 | 20.8392 | 72.2246 | 13.4834 | 15.073 | 3.9357 | 61.5115 | 26.9847 | 57.136 | 22.1289
69 | 13.23 | 4.142 | 26.5229 | 4.8654 | 60.442 | 24.5486 | 55.2736 | 20.67 | 72.0452 | 13.2979 | 14.9222 | 3.7876 | 61.0086 | 26.4817 | 57.0159 | 22.0089
70 | 13.0852 | 3.9921 | 26.3639 | 4.711 | 60.22 | 24.2967 | 55.1043 | 20.5008 | 71.8658 | 13.1125 | 14.7715 | 3.6394 | 60.5602 | 26.0334 | 57.5507 | 22.5438
71 | 12.9403 | 3.8423 | 26.2049 | 4.5567 | 59.9981 | 24.0448 | 54.9351 | 20.3316 | 71.6864 | 12.927 | 14.6207 | 3.4913 | 60.9473 | 26.4205 | 56.9549 | 21.9481
72 | 12.7955 | 3.6924 | 26.046 | 4.4023 | 59.7761 | 23.7929 | 54.7658 | 20.1624 | 71.507 | 12.7416 | 14.47 | 3.3432 | 61.5821 | 27.0553 | 56.8884 | 21.8818
73 | 12.6506 | 3.5832 | 25.8868 | 4.226 | 59.5542 | 23.7108 | 54.5762 | 19.973 | 71.3276 | 12.5946 | 14.3439 | 3.2196 | 60.0684 | 25.5416 | 56.8131 | 21.8066
74 | 12.5423 | 3.474 | 25.7168 | 4.0497 | 59.4433 | 23.6288 | 54.3867 | 19.7836 | 71.1761 | 12.4477 | 14.2178 | 3.096 | 60.3187 | 25.7919 | 56.5736 | 21.5672
75 | 12.4363 | 3.3648 | 25.5468 | 3.8734 | 59.3396 | 23.5467 | 54.1972 | 19.5942 | 71.0264 | 12.3007 | 14.0917 | 2.9725 | 60.0828 | 25.556 | 56.0154 | 21.0091
76 | 12.3303 | 3.2556 | 25.3768 | 3.6972 | 59.2358 | 23.4647 | 54.0076 | 19.4048 | 70.8767 | 12.1538 | 13.9657 | 2.8489 | 59.6886 | 25.1619 | 56.4461 | 21.4399
77 | 12.2242 | 3.1465 | 25.2067 | 3.5209 | 59.132 | 23.3826 | 53.8181 | 19.2154 | 70.727 | 12.0068 | 13.8396 | 2.7254 | 59.6434 | 25.1167 | 56.4071 | 21.401
78 | 12.1182 | 3.0373 | 25.0367 | 3.3446 | 59.0283 | 23.3006 | 53.6286 | 19.0259 | 70.5773 | 11.8598 | 13.7135 | 2.6018 | 60.1179 | 25.5912 | 56.0802 | 21.0742
79 | 12.0122 | 2.9581 | 24.8672 | 3.2131 | 58.9245 | 23.0963 | 53.56 | 18.9575 | 70.4276 | 11.7017 | 13.6496 | 2.5403 | 59.4007 | 24.874 | 55.7454 | 20.7396
80 | 11.9391 | 2.879 | 24.7392 | 3.0815 | 58.7469 | 22.892 | 53.4914 | 18.889 | 70.2728 | 11.5436 | 13.5856 | 2.4787 | 59.3757 | 24.849 | 55.1156 | 20.1099
81 | 11.8683 | 2.7999 | 24.6112 | 2.95 | 58.5641 | 22.6877 | 53.4228 | 18.8205 | 70.1176 | 11.3855 | 13.5216 | 2.4172 | 58.4253 | 23.8987 | 55.4252 | 20.4196
82 | 11.7975 | 2.7208 | 24.4832 | 2.8185 | 58.3813 | 22.4835 | 53.3542 | 18.7521 | 69.9625 | 11.2273 | 13.4577 | 2.3556 | 59.5323 | 25.0056 | 54.9569 | 19.9514
83 | 11.7267 | 2.6417 | 24.3551 | 2.687 | 58.1986 | 22.2792 | 53.2856 | 18.6836 | 69.8073 | 11.0692 | 13.3937 | 2.2941 | 58.4758 | 23.9492 | 55.0471 | 20.0417
84 | 11.6558 | 2.5626 | 24.2271 | 2.5554 | 58.0158 | 22.0749 | 53.217 | 18.6151 | 69.6522 | 10.9111 | 13.3297 | 2.2325 | 58.5347 | 24.0081 | 54.4532 | 19.448
85 | 11.585 | 2.5419 | 24.0996 | 2.4523 | 57.833 | 21.9915 | 53.1176 | 18.5158 | 69.497 | 10.774 | 13.3147 | 2.2198 | 58.1808 | 23.6542 | 54.45 | 19.4448
86 | 11.5642 | 2.5213 | 24.0064 | 2.3492 | 57.7515 | 21.9081 | 53.0181 | 18.4165 | 69.3789 | 10.6369 | 13.2997 | 2.2071 | 58.1134 | 23.5868 | 54.3447 | 19.3397
87 | 11.5472 | 2.5007 | 23.9133 | 2.2461 | 57.6776 | 21.8248 | 52.9186 | 18.3171 | 69.2636 | 10.4999 | 13.2847 | 2.1943 | 58.4032 | 23.8766 | 54.1789 | 19.174
88 | 11.5302 | 2.4801 | 23.8202 | 2.143 | 57.6037 | 21.7414 | 52.8191 | 18.2178 | 69.1483 | 10.3628 | 13.2697 | 2.1816 | 58.1673 | 23.6407 | 53.8808 | 18.8761
89 | 11.5132 | 2.4594 | 23.727 | 2.0398 | 57.5298 | 21.658 | 52.7197 | 18.1184 | 69.033 | 10.2257 | 13.2547 | 2.1688 | 58.2582 | 23.7317 | 53.6028 | 18.5982
90 | 11.4962 | 2.4388 | 23.6339 | 1.9367 | 57.4559 | 21.5746 | 52.6202 | 18.0191 | 68.9177 | 10.0886 | 13.2396 | 2.1561 | 57.6294 | 23.1029 | 53.5944 | 18.59
91 | 11.4791 | 2.4499 | 23.5417 | 1.9019 | 57.382 | 21.5444 | 52.6272 | 18.0262 | 68.8024 | 10.0775 | 13.2422 | 2.1608 | 57.9059 | 23.3794 | 53.6438 | 18.6395
92 | 11.4859 | 2.4611 | 23.5102 | 1.8671 | 57.3662 | 21.5141 | 52.6342 | 18.0334 | 68.7812 | 10.0664 | 13.2447 | 2.1655 | 58.1233 | 23.5968 | 53.0619 | 18.0577
93 | 11.4947 | 2.4722 | 23.4788 | 1.8323 | 57.3551 | 21.4839 | 52.6413 | 18.0406 | 68.7677 | 10.0553 | 13.2473 | 2.1702 | 57.835 | 23.3085 | 53.1501 | 18.146
94 | 11.5034 | 2.4834 | 23.4474 | 1.7975 | 57.344 | 21.4536 | 52.6483 | 18.0477 | 68.7542 | 10.0442 | 13.2498 | 2.1749 | 57.8903 | 23.3639 | 53.1781 | 18.1742
95 | 11.5121 | 2.4945 | 23.4159 | 1.7627 | 57.3329 | 21.4234 | 52.6553 | 18.0549 | 68.7406 | 10.0331 | 13.2524 | 2.1797 | 57.9538 | 23.4273 | 53.1504 | 18.1466
96 | 11.5209 | 2.5057 | 23.3845 | 1.7279 | 57.3218 | 21.3931 | 52.6623 | 18.062 | 68.7271 | 10.022 | 13.2549 | 2.1843 | 57.5412 | 23.0147 | 53.1925 | 18.1889
97 | 11.5296 | 2.5146 | 23.3534 | 1.7215 | 57.3108 | 21.4697 | 52.6128 | 18.0127 | 68.7136 | 10.0018 | 13.2504 | 2.1819 | 57.594 | 23.0676 | 53.0633 | 18.0598
98 | 11.5329 | 2.5236 | 23.3422 | 1.7152 | 57.3364 | 21.5462 | 52.5634 | 17.9634 | 68.7005 | 9.9816 | 13.2459 | 2.1795 | 56.8257 | 22.2993 | 53.0221 | 18.0188
99 | 11.5357 | 2.5326 | 23.3309 | 1.7088 | 57.3652 | 21.6228 | 52.5139 | 17.9141 | 68.6875 | 9.9615 | 13.2414 | 2.177 | 57.388 | 22.8616 | 53.1288 | 18.1256
100 | 11.5385 | 2.5416 | 23.3197 | 1.7024 | 57.3939 | 21.6994 | 52.4644 | 17.8648 | 68.6745 | 9.9413 | 13.237 | 2.1745 | 57.5702 | 23.0438 | 53.1368 | 18.1337
101 | 11.5413 | 2.5506 | 23.3085 | 1.6961 | 57.4227 | 21.7759 | 52.415 | 17.8154 | 68.6615 | 9.9212 | 13.2325 | 2.1721 | 56.7504 | 22.224 | 52.8311 | 17.8282
102 | 11.5442 | 2.5595 | 23.2973 | 1.6897 | 57.4515 | 21.8525 | 52.3655 | 17.7661 | 68.6485 | 9.901 | 13.228 | 2.1696 | 57.4759 | 22.9495 | 52.8595 | 17.8567
103 | 11.547 | 2.5452 | 23.2858 | 1.662 | 57.4803 | 21.6649 | 52.3214 | 17.7221 | 68.6355 | 9.9247 | 13.2091 | 2.1527 | 56.8373 | 22.311 | 52.9216 | 17.9189
104 | 11.5276 | 2.5309 | 23.2573 | 1.6342 | 57.3529 | 21.4773 | 52.2772 | 17.6781 | 68.6509 | 9.9484 | 13.1903 | 2.1357 | 57.2558 | 22.7295 | 52.809 | 17.8066
105 | 11.5062 | 2.5166 | 23.2289 | 1.6065 | 57.2109 | 21.2897 | 52.2331 | 17.6341 | 68.669 | 9.9721 | 13.1714 | 2.1188 | 57.0084 | 22.4821 | 53.0362 | 18.0339
106 | 11.4848 | 2.5023 | 23.2004 | 1.5787 | 57.069 | 21.1021 | 52.1889 | 17.5901 | 68.6871 | 9.9958 | 13.1526 | 2.1019 | 56.8642 | 22.338 | 52.7536 | 17.7515
107 | 11.4633 | 2.488 | 23.172 | 1.551 | 56.927 | 20.9145 | 52.1448 | 17.5461 | 68.7052 | 10.0195 | 13.1337 | 2.0849 | 57.0082 | 22.482 | 52.8013 | 17.7993
108 | 11.4419 | 2.4737 | 23.1435 | 1.5232 | 56.785 | 20.727 | 52.1006 | 17.5021 | 68.7233 | 10.0432 | 13.1149 | 2.068 | 56.9439 | 22.4177 | 52.3702 | 17.3683
109 | 11.4205 | 2.4305 | 23.115 | 1.4997 | 56.6431 | 20.791 | 52.1278 | 17.5295 | 68.7414 | 10.0403 | 13.0682 | 2.023 | 56.968 | 22.4418 | 52.6435 | 17.6418
110 | 11.3745 | 2.3874 | 23.0835 | 1.4763 | 56.6615 | 20.855 | 52.155 | 17.5568 | 68.7357 | 10.0375 | 13.0214 | 1.9781 | 57.0939 | 22.5677 | 52.8848 | 17.8833
111 | 11.326 | 2.3442 | 23.0519 | 1.4528 | 56.6959 | 20.919 | 52.1822 | 17.5842 | 68.7277 | 10.0346 | 12.9747 | 1.9331 | 56.7125 | 22.1864 | 52.8532 | 17.8518
112 | 11.2776 | 2.301 | 23.0204 | 1.4293 | 56.7302 | 20.983 | 52.2094 | 17.6115 | 68.7196 | 10.0318 | 12.928 | 1.8881 | 57.039 | 22.5128 | 52.842 | 17.8408
113 | 11.2291 | 2.2578 | 22.9889 | 1.4059 | 56.7646 | 21.047 | 52.2366 | 17.6389 | 68.7116 | 10.0289 | 12.8812 | 1.8432 | 56.9898 | 22.4637 | 52.8304 | 17.8294
114 | 11.1807 | 2.2146 | 22.9573 | 1.3824 | 56.7989 | 21.111 | 52.2637 | 17.6662 | 68.7035 | 10.0261 | 12.8345 | 1.7982 | 57.0408 | 22.5147 | 52.6594 | 17.6585
115 | 11.1323 | 2.1525 | 22.9252 | 1.3185 | 56.8333 | 21.0126 | 52.13 | 17.5327 | 68.6955 | 9.9989 | 12.7812 | 1.7467 | 56.7154 | 22.1893 | 52.6978 | 17.6971
116 | 11.0704 | 2.0904 | 22.8594 | 1.2546 | 56.7604 | 20.9143 | 51.9963 | 17.3992 | 68.671 | 9.9717 | 12.728 | 1.6951 | 56.4161 | 21.89 | 53.1818 | 18.1813
117 | 11.0071 | 2.0282 | 22.7936 | 1.1908 | 56.6762 | 20.816 | 51.8626 | 17.2656 | 68.6448 | 9.9445 | 12.6747 | 1.6435 | 56.1039 | 21.5779 | 52.983 | 17.9826
118 | 10.9438 | 1.9661 | 22.7278 | 1.1269 | 56.592 | 20.7176 | 51.7289 | 17.1321 | 68.6187 | 9.9173 | 12.6215 | 1.5919 | 56.3 | 21.774 | 52.9278 | 17.9275
119 | 10.8806 | 1.9039 | 22.662 | 1.063 | 56.5079 | 20.6193 | 51.5952 | 16.9985 | 68.5925 | 9.8901 | 12.5682 | 1.5403 | 56.1061 | 21.5801 | 52.8169 | 17.8168
120 | 10.8173 | 1.8418 | 22.5962 | 0.99913 | 56.4237 | 20.521 | 51.4615 | 16.865 | 68.5663 | 9.8629 | 12.515 | 1.4887 | 56.1532 | 21.6272 | 53.039 | 18.0391
121 | 10.754 | 1.7828 | 22.5303 | 0.93267 | 56.3395 | 20.5002 | 51.384 | 16.7876 | 68.5401 | 9.8453 | 12.4417 | 1.4169 | 56.1629 | 21.6369 | 52.8415 | 17.8418
122 | 10.6936 | 1.7239 | 22.4597 | 0.86622 | 56.2916 | 20.4794 | 51.3064 | 16.7103 | 68.5142 | 9.8277 | 12.3683 | 1.3451 | 56.1537 | 21.6277 | 53.1639 | 18.1643
123 | 10.6335 | 1.665 | 22.3891 | 0.79976 | 56.2478 | 20.4586 | 51.2289 | 16.6329 | 68.4883 | 9.8101 | 12.295 | 1.2733 | 55.9389 | 21.413 | 52.906 | 17.9066
124 | 10.5734 | 1.606 | 22.3184 | 0.73331 | 56.2039 | 20.4378 | 51.1514 | 16.5556 | 68.4625 | 9.7925 | 12.2217 | 1.2015 | 55.63 | 21.1041 | 52.5848 | 17.5856
125 | 10.5134 | 1.5471 | 22.2478 | 0.66685 | 56.1601 | 20.417 | 51.0738 | 16.4782 | 68.4366 | 9.7749 | 12.1483 | 1.1298 | 56.3594 | 21.8335 | 52.811 | 17.812
126 | 10.4533 | 1.4882 | 22.1772 | 0.60039 | 56.1162 | 20.3962 | 50.9963 | 16.4008 | 68.4107 | 9.7573 | 12.075 | 1.058 | 55.9731 | 21.4472 | 52.953 | 17.9542
127 | 10.3932 | 1.432 | 22.1062 | 0.51782 | 56.0724 | 20.2504 | 50.9338 | 16.3385 | 68.3848 | 9.6987 | 12.0328 | 1.0172 | 55.7944 | 21.2686 | 52.8808 | 17.8821
128 | 10.3381 | 1.3757 | 22.0191 | 0.43524 | 55.9551 | 20.1046 | 50.8713 | 16.2763 | 68.3239 | 9.6401 | 11.9907 | 0.97651 | 56.0566 | 21.5307 | 52.4752 | 17.4767
129 | 10.2835 | 1.3195 | 21.9319 | 0.35267 | 55.8293 | 19.9588 | 50.8089 | 16.214 | 68.2589 | 9.5814 | 11.9485 | 0.93578 | 55.9309 | 21.4051 | 52.8943 | 17.896
130 | 10.229 | 1.2633 | 21.8448 | 0.27009 | 55.7035 | 19.813 | 50.7464 | 16.1517 | 68.1938 | 9.5228 | 11.9063 | 0.89505 | 55.3813 | 20.8555 | 52.6607 | 17.6626
131 | 10.1744 | 1.2071 | 21.7576 | 0.18752 | 55.5776 | 19.6672 | 50.6839 | 16.0894 | 68.1288 | 9.4642 | 11.8642 | 0.85432 | 55.5395 | 21.0137 | 52.6909 | 17.6929
132 | 10.1199 | 1.1509 | 21.6704 | 0.10494 | 55.4518 | 19.5214 | 50.6215 | 16.0271 | 68.0637 | 9.4055 | 11.822 | 0.81359 | 55.6489 | 21.1231 | 52.4239 | 17.4261
133 | 10.0653 | 1.1121 | 21.583 | 0.003942 | 55.3259 | 19.4839 | 50.5297 | 15.9355 | 67.9987 | 9.3161 | 11.7848 | 0.77776 | 55.3661 | 20.8404 | 52.653 | 17.6554
134 | 10.0272 | 1.0734 | 21.4845 | -0.097058 | 55.2564 | 19.4463 | 50.4379 | 15.8439 | 67.9119 | 9.2266 | 11.7477 | 0.74194 | 55.4746 | 20.9489 | 52.3503 | 17.3529
135 | 9.9912 | 1.0346 | 21.3859 | -0.19806 | 55.1939 | 19.4088 | 50.3462 | 15.7524 | 67.8225 | 9.1371 | 11.7105 | 0.70611 | 54.9389 | 20.4133 | 52.2059 | 17.2087
136 | 9.9551 | 0.99586 | 21.2873 | -0.29906 | 55.1314 | 19.3712 | 50.2544 | 15.6608 | 67.7331 | 9.0477 | 11.6733 | 0.67028 | 55.6078 | 21.0821 | 52.3768 | 17.3798
137 | 9.919 | 0.95709 | 21.1887 | -0.40006 | 55.0689 | 19.3337 | 50.1626 | 15.5692 | 67.6437 | 8.9582 | 11.6362 | 0.63445 | 55.0871 | 20.5615 | 52.417 | 17.4202
138 | 9.8829 | 0.91833 | 21.0901 | -0.50106 | 55.0064 | 19.2961 | 50.0709 | 15.4776 | 67.5543 | 8.8687 | 11.599 | 0.59862 | 55.215 | 20.6894 | 52.3539 | 17.3573
139 | 9.8468 | 0.90202 | 20.992 | -0.57737 | 54.9439 | 19.1245 | 50.0685 | 15.4755 | 67.4649 | 8.7833 | 11.5707 | 0.57155 | 54.8632 | 20.3376 | 51.8687 | 16.8722
140 | 9.8281 | 0.8857 | 20.9161 | -0.65367 | 54.8093 | 18.9528 | 50.0662 | 15.4734 | 67.3795 | 8.6978 | 11.5424 | 0.54449 | 54.5842 | 20.0587 | 51.9582 | 16.9619
141 | 9.8116 | 0.86939 | 20.8401 | -0.72998 | 54.6652 | 18.7812 | 50.0639 | 15.4712 | 67.2947 | 8.6123 | 11.5141 | 0.51742 | 55.094 | 20.5685 | 51.9867 | 16.9906
142 | 9.7951 | 0.85307 | 20.7641 | -0.80629 | 54.5212 | 18.6096 | 50.0616 | 15.4691 | 67.2099 | 8.5269 | 11.4858 | 0.49036 | 54.2342 | 19.7086 | 51.5816 | 16.5857
143 | 9.7786 | 0.83676 | 20.6881 | -0.8826 | 54.3772 | 18.4379 | 50.0593 | 15.467 | 67.1251 | 8.4414 | 11.4575 | 0.46329 | 54.1502 | 19.6248 | 51.4877 | 16.492
144 | 9.7622 | 0.82045 | 20.6121 | -0.9589 | 54.2331 | 18.2663 | 50.057 | 15.4649 | 67.0403 | 8.356 | 11.4292 | 0.43623 | 54.2552 | 19.7298 | 51.3627 | 16.3672
145 | 9.7457 | 0.81077 | 20.5365 | -1.0232 | 54.0891 | 18.243 | 49.9851 | 15.3932 | 66.9555 | 8.2776 | 11.4156 | 0.42382 | 54.0068 | 19.4813 | 51.125 | 16.1296
146 | 9.7345 | 0.80109 | 20.4758 | -1.0875 | 54.0384 | 18.2197 | 49.9132 | 15.3215 | 66.883 | 8.1992 | 11.4021 | 0.41141 | 54.3314 | 19.806 | 51.1054 | 16.1102
147 | 9.7241 | 0.79141 | 20.4152 | -1.1518 | 54.0003 | 18.1963 | 49.8414 | 15.2499 | 66.8122 | 8.1207 | 11.3885 | 0.399 | 54.7917 | 20.2663 | 51.0552 | 16.0603
148 | 9.7137 | 0.78173 | 20.3545 | -1.2161 | 53.9623 | 18.173 | 49.7695 | 15.1782 | 66.7414 | 8.0423 | 11.3749 | 0.3866 | 54.0992 | 19.5738 | 50.8619 | 15.8671
149 | 9.7033 | 0.77205 | 20.2939 | -1.2804 | 53.9243 | 18.1497 | 49.6976 | 15.1065 | 66.6706 | 7.9639 | 11.3614 | 0.37419 | 53.7788 | 19.2535 | 50.8333 | 15.8388
150 | 9.6928 | 0.76237 | 20.2332 | -1.3447 | 53.8862 | 18.1264 | 49.6258 | 15.0349 | 66.5998 | 7.8855 | 11.3478 | 0.36178 | 54.1681 | 19.6428 | 50.4947 | 15.5003
151 | 9.6824 | 0.75584 | 20.1734 | -1.3763 | 53.8482 | 18.0249 | 49.5618 | 14.9711 | 66.529 | 7.8512 | 11.3529 | 0.36795 | 53.8702 | 19.3449 | 50.6661 | 15.672
152 | 9.6777 | 0.74931 | 20.1462 | -1.408 | 53.7788 | 17.9234 | 49.4979 | 14.9074 | 66.4964 | 7.8169 | 11.358 | 0.37412 | 54.1344 | 19.6092 | 50.4727 | 15.4788
153 | 9.6738 | 0.74278 | 20.1191 | -1.4396 | 53.7049 | 17.8219 | 49.434 | 14.8437 | 66.4692 | 7.7826 | 11.3631 | 0.38029 | 53.7685 | 19.2433 | 50.3499 | 15.3561
154 | 9.67 | 0.73625 | 20.0919 | -1.4712 | 53.631 | 17.7204 | 49.3701 | 14.78 | 66.442 | 7.7482 | 11.3682 | 0.38646 | 53.962 | 19.4367 | 50.4028 | 15.4092
155 | 9.6661 | 0.72972 | 20.0647 | -1.5028 | 53.5571 | 17.6189 | 49.3061 | 14.7162 | 66.4148 | 7.7139 | 11.3733 | 0.39263 | 53.7838 | 19.2586 | 50.1558 | 15.1625
156 | 9.6622 | 0.72319 | 20.0375 | -1.5345 | 53.4832 | 17.5174 | 49.2422 | 14.6525 | 66.3876 | 7.6796 | 11.3784 | 0.3988 | 53.7982 | 19.2731 | 50.0392 | 15.0461
157 | 9.6583 | 0.73747 | 20.0111 | -1.5283 | 53.4093 | 17.5629 | 49.1932 | 14.6037 | 66.3604 | 7.6864 | 11.3834 | 0.40482 | 53.8968 | 19.3717 | 49.975 | 14.982
158 | 9.6684 | 0.75174 | 20.0122 | -1.5222 | 53.4264 | 17.6085 | 49.1441 | 14.5549 | 66.3591 | 7.6933 | 11.3885 | 0.41085 | 53.6052 | 19.0801 | 49.98 | 14.9873
159 | 9.6805 | 0.76602 | 20.0133 | -1.5161 | 53.4571 | 17.654 | 49.0951 | 14.5061 | 66.3618 | 7.7001 | 11.3935 | 0.41687 | 53.7446 | 19.2195 | 50.0278 | 15.0353
160 | 9.6927 | 0.78029 | 20.0144 | -1.5099 | 53.4878 | 17.6995 | 49.0461 | 14.4572 | 66.3645 | 7.7069 | 11.3985 | 0.42289 | 53.6687 | 19.1436 | 49.7619 | 14.7695
161 | 9.7048 | 0.79457 | 20.0156 | -1.5038 | 53.5184 | 17.7451 | 48.9971 | 14.4084 | 66.3672 | 7.7138 | 11.4035 | 0.42891 | 53.6672 | 19.1422 | 49.6624 | 14.6703
162 | 9.7169 | 0.80884 | 20.0167 | -1.4977 | 53.5491 | 17.7906 | 48.948 | 14.3596 | 66.3699 | 7.7206 | 11.4086 | 0.43494 | 53.4633 | 18.9383 | 49.68 | 14.6881
163 | 9.7291 | 0.81813 | 20.0173 | -1.512 | 53.5798 | 17.7579 | 49.0011 | 14.4128 | 66.3726 | 7.7087 | 11.4011 | 0.42843 | 53.6928 | 19.1679 | 49.5375 | 14.5458
164 | 9.7356 | 0.82742 | 20.0017 | -1.5262 | 53.5536 | 17.7252 | 49.0541 | 14.4661 | 66.3677 | 7.6968 | 11.3937 | 0.42193 | 53.5291 | 19.0041 | 49.6492 | 14.6577
165 | 9.7412 | 0.8367 | 19.9861 | -1.5405 | 53.5185 | 17.6925 | 49.1071 | 14.5193 | 66.3617 | 7.6848 | 11.3863 | 0.41543 | 53.8106 | 19.2857 | 49.482 | 14.4907
166 | 9.7468 | 0.84599 | 19.9704 | -1.5548 | 53.4834 | 17.6598 | 49.1601 | 14.5725 | 66.3557 | 7.6729 | 11.3788 | 0.40893 | 53.6902 | 19.1653 | 49.4911 | 14.5001
167 | 9.7524 | 0.85528 | 19.9548 | -1.569 | 53.4483 | 17.6271 | 49.2131 | 14.6257 | 66.3497 | 7.661 | 11.3714 | 0.40242 | 54.009 | 19.4841 | 49.515 | 14.5242
168 | 9.758 | 0.86457 | 19.9391 | -1.5833 | 53.4132 | 17.5944 | 49.2661 | 14.679 | 66.3437 | 7.6491 | 11.364 | 0.39592 | 53.9424 | 19.4176 | 49.557 | 14.5664
169 | 9.7636 | 0.86043 | 19.9235 | -1.5955 | 53.3781 | 17.5494 | 49.2306 | 14.6436 | 66.3376 | 7.6713 | 11.3586 | 0.39144 | 53.6436 | 19.1188 | 49.3807 | 14.3903
170 | 9.758 | 0.85629 | 19.9098 | -1.6077 | 53.3394 | 17.5044 | 49.195 | 14.6083 | 66.3502 | 7.6936 | 11.3533 | 0.38695 | 53.3205 | 18.7957 | 49.5395 | 14.5493
171 | 9.7505 | 0.85215 | 19.8962 | -1.6199 | 53.3 | 17.4594 | 49.1595 | 14.573 | 66.3658 | 7.7158 | 11.3479 | 0.38246 | 53.7107 | 19.1859 | 49.4866 | 14.4967
172 | 9.7431 | 0.84802 | 19.8825 | -1.632 | 53.2607 | 17.4145 | 49.1239 | 14.5376 | 66.3814 | 7.7381 | 11.3426 | 0.37798 | 53.2328 | 18.7081 | 49.4349 | 14.4451
173 | 9.7357 | 0.84388 | 19.8688 | -1.6442 | 53.2214 | 17.3695 | 49.0884 | 14.5023 | 66.397 | 7.7604 | 11.3372 | 0.37349 | 53.4956 | 18.9709 | 49.3352 | 14.3456
174 | 9.7282 | 0.83974 | 19.8551 | -1.6564 | 53.182 | 17.3245 | 49.0528 | 14.467 | 66.4126 | 7.7826 | 11.3319 | 0.369 | 53.3178 | 18.7932 | 49.297 | 14.3076
175 | 9.7208 | 0.82388 | 19.8413 | -1.6672 | 53.1427 | 17.3095 | 49.0232 | 14.4375 | 66.4282 | 7.7728 | 11.3031 | 0.34101 | 53.607 | 19.0824 | 49.2285 | 14.2394
176 | 9.7019 | 0.80802 | 19.8239 | -1.6779 | 53.1174 | 17.2945 | 48.9935 | 14.4081 | 66.425 | 7.763 | 11.2743 | 0.31302 | 53.0059 | 18.4813 | 49.3703 | 14.3814
177 | 9.6811 | 0.79216 | 19.8064 | -1.6887 | 53.0945 | 17.2796 | 48.9639 | 14.3787 | 66.4186 | 7.7533 | 11.2455 | 0.28502 | 53.4724 | 18.9478 | 49.493 | 14.5043
178 | 9.6604 | 0.77629 | 19.7889 | -1.6994 | 53.0716 | 17.2646 | 48.9342 | 14.3492 | 66.4122 | 7.7435 | 11.2167 | 0.25703 | 53.3089 | 18.7844 | 49.4159 | 14.4275
179 | 9.6396 | 0.76043 | 19.7715 | -1.7101 | 53.0487 | 17.2496 | 48.9046 | 14.3198 | 66.4058 | 7.7337 | 11.1879 | 0.22904 | 53.0692 | 18.5447 | 49.6298 | 14.6416
180 | 9.6188 | 0.74457 | 19.754 | -1.7209 | 53.0259 | 17.2347 | 48.8749 | 14.2904 | 66.3994 | 7.7239 | 11.1591 | 0.20105 | 53.1682 | 18.6437 | 49.3663 | 14.3783
181 | 9.598 | 0.7083 | 19.7358 | -1.7624 | 53.003 | 17.1787 | 48.8287 | 14.2444 | 66.393 | 7.7347 | 11.1291 | 0.17177 | 52.9262 | 18.4018 | 49.6294 | 14.6415
182 | 9.5638 | 0.67203 | 19.6921 | -1.804 | 52.947 | 17.1228 | 48.7825 | 14.1984 | 66.3973 | 7.7455 | 11.099 | 0.14249 | 53.0179 | 18.4935 | 49.516 | 14.5284
183 | 9.5272 | 0.63577 | 19.6484 | -1.8455 | 52.8853 | 17.0669 | 48.7362 | 14.1524 | 66.4034 | 7.7562 | 11.069 | 0.11321 | 53.2424 | 18.718 | 49.3868 | 14.3994
184 | 9.4906 | 0.5995 | 19.6047 | -1.887 | 52.8236 | 17.0109 | 48.69 | 14.1064 | 66.4095 | 7.767 | 11.039 | 0.083938 | 52.7086 | 18.1842 | 49.5916 | 14.6045
185 | 9.454 | 0.56323 | 19.561 | -1.9285 | 52.7618 | 16.955 | 48.6438 | 14.0604 | 66.4157 | 7.7778 | 11.009 | 0.054661 | 52.7442 | 18.2199 | 49.6013 | 14.6144
186 | 9.4174 | 0.52696 | 19.5173 | -1.9701 | 52.7001 | 16.8991 | 48.5975 | 14.0144 | 66.4218 | 7.7886 | 10.9789 | 0.025384 | 52.6508 | 18.1265 | 49.3043 | 14.3176
187 | 9.3808 | 0.49398 | 19.4736 | -2.0142 | 52.6383 | 16.8133 | 48.5219 | 13.939 | 66.4279 | 7.7779 | 10.948 | -0.0048058 | 52.7344 | 18.2101 | 49.5073 | 14.5209
188 | 9.3495 | 0.46099 | 19.4281 | -2.0583 | 52.5661 | 16.7275 | 48.4463 | 13.8636 | 66.4159 | 7.7672 | 10.9172 | -0.034995 | 52.5256 | 18.0014 | 49.4558 | 14.4696
189 | 9.3192 | 0.42801 | 19.3826 | -2.1025 | 52.492 | 16.6418 | 48.3707 | 13.7882 | 66.4005 | 7.7565 | 10.8863 | -0.065185 | 52.6802 | 18.156 | 49.506 | 14.52
190 | 9.2888 | 0.39503 | 19.3371 | -2.1466 | 52.4179 | 16.556 | 48.2951 | 13.7128 | 66.3852 | 7.7458 | 10.8554 | -0.095374 | 52.421 | 17.8969 | 49.5416 | 14.5558
191 | 9.2585 | 0.36204 | 19.2916 | -2.1907 | 52.3439 | 16.4703 | 48.2194 | 13.6374 | 66.3698 | 7.7351 | 10.8245 | -0.12556 | 52.2525 | 17.7284 | 49.3271 | 14.3415
192 | 9.2281 | 0.32906 | 19.2461 | -2.2348 | 52.2698 | 16.3845 | 48.1438 | 13.562 | 66.3545 | 7.7243 | 10.7936 | -0.15575 | 52.3872 | 17.8631 | 49.4253 | 14.44
193 | 9.1978 | 0.31445 | 19.2006 | -2.2766 | 52.1957 | 16.3595 | 48.0846 | 13.5031 | 66.3391 | 7.6921 | 10.7801 | -0.16859 | 52.2322 | 17.7081 | 49.3181 | 14.333
194 | 9.181 | 0.29984 | 19.1554 | -2.3184 | 52.152 | 16.3346 | 48.0254 | 13.4441 | 66.3088 | 7.6599 | 10.7666 | -0.18143 | 52.2211 | 17.697 | 49.2786 | 14.2937
195 | 9.1667 | 0.28523 | 19.1101 | -2.3601 | 52.1142 | 16.3096 | 47.9663 | 13.3852 | 66.2757 | 7.6277 | 10.7531 | -0.19426 | 51.7834 | 17.2594 | 49.3224 | 14.3378
196 | 9.1524 | 0.27062 | 19.0648 | -2.4019 | 52.0764 | 16.2846 | 47.9071 | 13.3262 | 66.2425 | 7.5955 | 10.7396 | -0.2071 | 52.0889 | 17.565 | 49.5858 | 14.6013
197 | 9.1381 | 0.25601 | 19.0196 | -2.4436 | 52.0385 | 16.2597 | 47.8479 | 13.2673 | 66.2094 | 7.5633 | 10.7262 | -0.21994 | 52.2379 | 17.714 | 49.3632 | 14.3791
198 | 9.1238 | 0.24141 | 18.9743 | -2.4854 | 52.0007 | 16.2347 | 47.7887 | 13.2083 | 66.1762 | 7.5311 | 10.7127 | -0.23278 | 51.6914 | 17.1675 | 49.1451 | 14.1611
199 | 9.1096 | 0.23294 | 18.9288 | -2.5381 | 51.9628 | 16.1438 | 47.7394 | 13.1592 | 66.1431 | 7.4965 | 10.7057 | -0.2391 | 51.6776 | 17.1538 | 49.3553 | 14.3715
200 | 9.0986 | 0.22447 | 18.8771 | -2.5908 | 51.8941 | 16.053 | 47.69 | 13.1101 | 66.1068 | 7.4619 | 10.6988 | -0.24542 | 51.7881 | 17.2642 | 49.292 | 14.3085
201 | 9.0883 | 0.216 | 18.8254 | -2.6435 | 51.8193 | 15.9621 | 47.6407 | 13.061 | 66.0698 | 7.4273 | 10.6919 | -0.25174 | 51.5778 | 17.054 | 49.2042 | 14.2209
202 | 9.078 | 0.20753 | 18.7737 | -2.6961 | 51.7444 | 15.8712 | 47.5913 | 13.0118 | 66.0329 | 7.3927 | 10.6849 | -0.25806 | 51.7519 | 17.2281 | 49.3562 | 14.3732
203 | 9.0676 | 0.19906 | 18.722 | -2.7488 | 51.6696 | 15.7804 | 47.5419 | 12.9627 | 65.9959 | 7.3581 | 10.678 | -0.26438 | 51.8846 | 17.3609 | 49.2188 | 14.236
204 | 9.0573 | 0.19059 | 18.6703 | -2.8015 | 51.5948 | 15.6895 | 47.4926 | 12.9136 | 65.959 | 7.3234 | 10.6711 | -0.2707 | 51.5154 | 16.9917 | 49.2403 | 14.2577
205 | 9.047 | 0.1768 | 18.6192 | -2.8373 | 51.5199 | 15.6813 | 47.4884 | 12.9097 | 65.9221 | 7.2792 | 10.6662 | -0.275 | 51.5132 | 16.9895 | 49.0386 | 14.0563
206 | 9.0356 | 0.16301 | 18.5836 | -2.873 | 51.4989 | 15.6731 | 47.4843 | 12.9057 | 65.8812 | 7.235 | 10.6613 | -0.27931 | 51.6177 | 17.0941 | 48.8085 | 13.8265
207 | 9.024 | 0.14922 | 18.548 | -2.9088 | 51.489 | 15.6649 | 47.4801 | 12.9018 | 65.8395 | 7.1908 | 10.6565 | -0.28361 | 51.4548 | 16.9312 | 49.0144 | 14.0326
208 | 9.0124 | 0.13542 | 18.5125 | -2.9446 | 51.4791 | 15.6567 | 47.4759 | 12.8979 | 65.7978 | 7.1466 | 10.6516 | -0.28791 | 51.3758 | 16.8522 | 48.8814 | 13.8997
209 | 9.0008 | 0.12163 | 18.4769 | -2.9803 | 51.4692 | 15.6484 | 47.4718 | 12.894 | 65.7561 | 7.1024 | 10.6467 | -0.29222 | 51.1552 | 16.6317 | 48.9727 | 13.9913
210 | 8.9892 | 0.10784 | 18.4413 | -3.0161 | 51.4592 | 15.6402 | 47.4676 | 12.89 | 65.7145 | 7.0582 | 10.6418 | -0.29652 | 51.3047 | 16.7812 | 48.8061 | 13.825
211 | 8.9776 | 0.10919 | 18.406 | -3.0398 | 51.4493 | 15.6237 | 47.4345 | 12.8572 | 65.6728 | 7.0291 | 10.6553 | -0.28248 | 51.2103 | 16.6868 | 48.9076 | 13.9267
212 | 8.9738 | 0.11054 | 18.3789 | -3.0636 | 51.4311 | 15.6072 | 47.4015 | 12.8244 | 65.642 | 7.0001 | 10.6689 | -0.26843 | 51.3707 | 16.8473 | 48.8377 | 13.8571
213 | 8.9717 | 0.11188 | 18.3517 | -3.0873 | 51.4111 | 15.5906 | 47.3684 | 12.7915 | 65.6136 | 6.9711 | 10.6824 | -0.25438 | 51.2242 | 16.7008 | 48.5935 | 13.613
214 | 8.9696 | 0.11323 | 18.3246 | -3.111 | 51.3911 | 15.5741 | 47.3353 | 12.7587 | 65.5852 | 6.9421 | 10.6959 | -0.24034 | 51.2826 | 16.7593 | 48.6379 | 13.6577
215 | 8.9675 | 0.11458 | 18.2974 | -3.1348 | 51.3711 | 15.5576 | 47.3022 | 12.7259 | 65.5568 | 6.9131 | 10.7094 | -0.22629 | 51.1341 | 16.6108 | 48.7134 | 13.7335
216 | 8.9654 | 0.11593 | 18.2703 | -3.1585 | 51.3511 | 15.541 | 47.2692 | 12.693 | 65.5284 | 6.8841 | 10.7229 | -0.21225 | 51.1406 | 16.6173 | 48.3588 | 13.3791
217 | 8.9633 | 0.10344 | 18.2429 | -3.1927 | 51.3311 | 15.5073 | 47.2651 | 12.6892 | 65.5 | 6.8603 | 10.7032 | -0.23143 | 51.0831 | 16.5599 | 48.4 | 13.4206
218 | 8.9543 | 0.090946 | 18.2101 | -3.2269 | 51.3038 | 15.4736 | 47.2609 | 12.6853 | 65.4781 | 6.8365 | 10.6835 | -0.25061 | 51.2053 | 16.6821 | 48.389 | 13.4097
219 | 8.9439 | 0.078453 | 18.1773 | -3.261 | 51.275 | 15.4399 | 47.2568 | 12.6814 | 65.4575 | 6.8127 | 10.6638 | -0.2698 | 51.3165 | 16.7933 | 48.3223 | 13.3433
220 | 8.9334 | 0.065959 | 18.1445 | -3.2952 | 51.2462 | 15.4062 | 47.2527 | 12.6776 | 65.437 | 6.7889 | 10.6442 | -0.28898 | 50.8028 | 16.2797 | 48.1914 | 13.2127
221 | 8.9229 | 0.053466 | 18.1117 | -3.3294 | 51.2173 | 15.3725 | 47.2486 | 12.6737 | 65.4165 | 6.7652 | 10.6245 | -0.30816 | 51.3864 | 16.8633 | 48.1987 | 13.2202
222 | 8.9125 | 0.040973 | 18.0789 | -3.3636 | 51.1885 | 15.3388 | 47.2445 | 12.6699 | 65.396 | 6.7414 | 10.6048 | -0.32734 | 50.8047 | 16.2816 | 48.3212 | 13.3429
223 | 8.902 | 0.042261 | 18.0466 | -3.3785 | 51.1596 | 15.3302 | 47.2042 | 12.6297 | 65.3754 | 6.7361 | 10.5859 | -0.34577 | 51.2938 | 16.7708 | 47.955 | 12.9769
224 | 8.8998 | 0.043549 | 18.0287 | -3.3935 | 51.1432 | 15.3215 | 47.1638 | 12.5896 | 65.367 | 6.7309 | 10.567 | -0.36421 | 51.0009 | 16.4779 | 47.9568 | 12.979
225 | 8.8995 | 0.044837 | 18.0108 | -3.4085 | 51.1297 | 15.3129 | 47.1235 | 12.5495 | 65.3614 | 6.7256 | 10.5481 | -0.38264 | 51.0133 | 16.4903 | 47.9428 | 12.9652
226 | 8.8992 | 0.046126 | 17.9929 | -3.4235 | 51.1161 | 15.3042 | 47.0831 | 12.5094 | 65.3557 | 6.7204 | 10.5292 | -0.40107 | 51.213 | 16.69 | 47.8421 | 12.8648
227 | 8.8989 | 0.047414 | 17.9751 | -3.4384 | 51.1025 | 15.2956 | 47.0428 | 12.4693 | 65.35 | 6.7151 | 10.5103 | -0.41951 | 51.0725 | 16.5496 | 47.9733 | 12.9962
228 | 8.8986 | 0.048702 | 17.9572 | -3.4534 | 51.0889 | 15.287 | 47.0024 | 12.4292 | 65.3444 | 6.7099 | 10.4914 | -0.43794 | 51.3071 | 16.7843 | 47.8289 | 12.8521
229 | 8.8984 | 0.045354 | 17.9391 | -3.4758 | 51.0754 | 15.2539 | 46.9823 | 12.4094 | 65.3387 | 6.7045 | 10.4788 | -0.45012 | 50.9895 | 16.4668 | 47.7824 | 12.8059
230 | 8.8954 | 0.042006 | 17.9147 | -3.4982 | 51.0537 | 15.2209 | 46.9623 | 12.3896 | 65.336 | 6.6992 | 10.4661 | -0.46231 | 50.9941 | 16.4713 | 47.6523 | 12.676
231 | 8.8917 | 0.038658 | 17.8903 | -3.5205 | 51.03 | 15.1879 | 46.9422 | 12.3697 | 65.3341 | 6.6938 | 10.4535 | -0.47449 | 51.0092 | 16.4865 | 47.7633 | 12.7872
232 | 8.8881 | 0.03531 | 17.8659 | -3.5429 | 51.0064 | 15.1549 | 46.9221 | 12.3499 | 65.3321 | 6.6885 | 10.4409 | -0.48668 | 51.4272 | 16.9045 | 47.833 | 12.8572
233 | 8.8845 | 0.031962 | 17.8415 | -3.5653 | 50.9827 | 15.1218 | 46.902 | 12.3301 | 65.3301 | 6.6831 | 10.4282 | -0.49887 | 51.0074 | 16.4848 | 47.6741 | 12.6985
234 | 8.8809 | 0.028614 | 17.8171 | -3.5876 | 50.9591 | 15.0888 | 46.882 | 12.3102 | 65.3281 | 6.6778 | 10.4156 | -0.51105 | 50.826 | 16.3034 | 47.6829 | 12.7076
235 | 8.8773 | 0.02706 | 17.7926 | -3.612 | 50.9354 | 15.1034 | 46.8705 | 12.299 | 65.3261 | 6.6912 | 10.4075 | -0.51871 | 50.8637 | 16.3412 | 47.5518 | 12.5767
236 | 8.8765 | 0.025506 | 17.7659 | -3.6364 | 50.9289 | 15.118 | 46.859 | 12.2878 | 65.3307 | 6.7046 | 10.3995 | -0.52637 | 51.0837 | 16.5612 | 47.6629 | 12.688
237 | 8.8765 | 0.023952 | 17.7392 | -3.6607 | 50.9266 | 15.1325 | 46.8476 | 12.2766 | 65.3369 | 6.7181 | 10.3914 | -0.53403 | 50.8633 | 16.3409 | 47.4938 | 12.5192
238 | 8.8764 | 0.022398 | 17.7124 | -3.6851 | 50.9243 | 15.1471 | 46.8361 | 12.2654 | 65.3432 | 6.7315 | 10.3833 | -0.54168 | 51.2256 | 16.7032 | 47.5657 | 12.5913
239 | 8.8763 | 0.020844 | 17.6857 | -3.7094 | 50.922 | 15.1617 | 46.8246 | 12.2541 | 65.3494 | 6.7449 | 10.3753 | -0.54934 | 51.004 | 16.4816 | 47.4577 | 12.4835
240 | 8.8763 | 0.01929 | 17.659 | -3.7338 | 50.9197 | 15.1762 | 46.8131 | 12.2429 | 65.3556 | 6.7584 | 10.3672 | -0.557 | 51.0989 | 16.5766 | 47.4836 | 12.5097
241 | 8.8762 | 0.028233 | 17.6322 | -3.7624 | 50.9174 | 15.1068 | 46.7604 | 12.1904 | 65.3618 | 6.7375 | 10.3645 | -0.55929 | 50.6459 | 16.1236 | 47.3321 | 12.3585
242 | 8.8815 | 0.037176 | 17.6053 | -3.791 | 50.8646 | 15.0374 | 46.7076 | 12.1379 | 65.3475 | 6.7166 | 10.3618 | -0.56158 | 50.857 | 16.3347 | 47.408 | 12.4346
243 | 8.8881 | 0.046119 | 17.5783 | -3.8197 | 50.7993 | 14.9679 | 46.6549 | 12.0854 | 65.3282 | 6.6957 | 10.3591 | -0.56386 | 50.6543 | 16.1321 | 47.2327 | 12.2596
244 | 8.8947 | 0.055062 | 17.5514 | -3.8483 | 50.734 | 14.8985 | 46.6021 | 12.0329 | 65.3088 | 6.6748 | 10.3565 | -0.56615 | 50.7161 | 16.1939 | 47.2105 | 12.2376
245 | 8.9013 | 0.064005 | 17.5244 | -3.8769 | 50.6686 | 14.829 | 46.5494 | 11.9804 | 65.2894 | 6.6539 | 10.3538 | -0.56844 | 50.5491 | 16.027 | 47.3313 | 12.3587
246 | 8.9079 | 0.072948 | 17.4975 | -3.9055 | 50.6033 | 14.7596 | 46.4966 | 11.9279 | 65.27 | 6.633 | 10.3511 | -0.57073 | 50.5483 | 16.0262 | 47.3388 | 12.3665
247 | 8.9145 | 0.073069 | 17.4713 | -3.9132 | 50.538 | 14.7111 | 46.4516 | 11.8831 | 65.2506 | 6.6214 | 10.3381 | -0.58339 | 50.4248 | 15.9027 | 47.337 | 12.3648
248 | 8.9172 | 0.07319 | 17.4625 | -3.9209 | 50.4739 | 14.6626 | 46.4065 | 11.8383 | 65.2393 | 6.6097 | 10.325 | -0.59606 | 50.2944 | 15.7723 | 47.2944 | 12.3225
249 | 8.9188 | 0.07331 | 17.4536 | -3.9286 | 50.4101 | 14.6141 | 46.3614 | 11.7934 | 65.2301 | 6.598 | 10.312 | -0.60872 | 50.4926 | 15.9706 | 47.203 | 12.2313
250 | 8.9204 | 0.073431 | 17.4448 | -3.9363 | 50.3463 | 14.5657 | 46.3163 | 11.7486 | 65.2208 | 6.5863 | 10.299 | -0.62139 | 50.2232 | 15.7012 | 47.2164 | 12.245
251 | 8.9221 | 0.073552 | 17.436 | -3.944 | 50.2826 | 14.5172 | 46.2712 | 11.7038 | 65.2116 | 6.5747 | 10.286 | -0.63405 | 50.2769 | 15.755 | 47.106 | 12.1348
252 | 8.9237 | 0.073673 | 17.4272 | -3.9517 | 50.2188 | 14.4687 | 46.2262 | 11.6589 | 65.2024 | 6.563 | 10.2729 | -0.64672 | 50.1701 | 15.6482 | 47.2471 | 12.2762
253 | 8.9253 | 0.084014 | 17.4185 | -3.956 | 50.155 | 14.3449 | 46.1729 | 11.6059 | 65.1931 | 6.565 | 10.2819 | -0.63738 | 50.3033 | 15.7814 | 47.1759 | 12.2053
254 | 8.9318 | 0.094356 | 17.4134 | -3.9603 | 50.0587 | 14.221 | 46.1195 | 11.5528 | 65.1934 | 6.5671 | 10.2909 | -0.62803 | 49.8813 | 15.3595 | 47.0611 | 12.0907
255 | 8.9396 | 0.1047 | 17.4082 | -3.9646 | 49.9536 | 14.0972 | 46.0662 | 11.4997 | 65.1962 | 6.5691 | 10.2999 | -0.61869 | 50.1615 | 15.6398 | 47.1709 | 12.2008
256 | 8.9473 | 0.11504 | 17.403 | -3.969 | 49.8486 | 13.9733 | 46.0129 | 11.4467 | 65.199 | 6.5711 | 10.3089 | -0.60935 | 49.6485 | 15.1268 | 47.1979 | 12.228
257 | 8.9551 | 0.12538 | 17.3979 | -3.9733 | 49.7435 | 13.8495 | 45.9596 | 11.3936 | 65.2018 | 6.5732 | 10.3179 | -0.6 | 50.1749 | 15.6533 | 47.2588 | 12.2891
258 | 8.9629 | 0.13572 | 17.3927 | -3.9776 | 49.6385 | 13.7257 | 45.9063 | 11.3405 | 65.2046 | 6.5752 | 10.3269 | -0.59066 | 49.7578 | 15.2362 | 47.1596 | 12.1902
259 | 8.9707 | 0.13592 | 17.3877 | -3.9769 | 49.5334 | 13.6952 | 45.9064 | 11.3409 | 65.2074 | 6.5826 | 10.3245 | -0.59274 | 49.8446 | 15.3231 | 47.0179 | 12.0488
260 | 8.9697 | 0.13612 | 17.3867 | -3.9762 | 49.4927 | 13.6647 | 45.9065 | 11.3413 | 65.2099 | 6.5899 | 10.3221 | -0.59482 | 49.6864 | 15.1649 | 46.8881 | 11.9192
261 | 8.9665 | 0.13632 | 17.3858 | -3.9755 | 49.4696 | 13.6343 | 45.9066 | 11.3416 | 65.2123 | 6.5973 | 10.3197 | -0.5969 | 49.5191 | 14.9977 | 46.9906 | 12.022
262 | 8.9632 | 0.13652 | 17.3848 | -3.9748 | 49.4465 | 13.6038 | 45.9067 | 11.342 | 65.2148 | 6.6047 | 10.3173 | -0.59898 | 49.6147 | 15.0933 | 46.9864 | 12.018
263 | 8.9599 | 0.13672 | 17.3838 | -3.9741 | 49.4234 | 13.5733 | 45.9068 | 11.3423 | 65.2172 | 6.612 | 10.3149 | -0.60105 | 49.4101 | 14.8887 | 46.944 | 11.9759
264 | 8.9566 | 0.13692 | 17.3829 | -3.9734 | 49.4003 | 13.5428 | 45.9069 | 11.3427 | 65.2197 | 6.6194 | 10.3125 | -0.60313 | 49.3977 | 14.8763 | 46.8909 | 11.923
265 | 8.9533 | 0.12242 | 17.3818 | -3.973 | 49.3772 | 13.5491 | 45.8812 | 11.3172 | 65.2221 | 6.604 | 10.3166 | -0.59869 | 49.3384 | 14.8171 | 47.0403 | 12.0727
266 | 8.9415 | 0.10792 | 17.3783 | -3.9726 | 49.3785 | 13.5554 | 45.8554 | 11.2917 | 65.2136 | 6.5887 | 10.3207 | -0.59425 | 49.4144 | 14.8932 | 47.018 | 12.0506
267 | 8.9273 | 0.093414 | 17.3748 | -3.9722 | 49.3868 | 13.5617 | 45.8297 | 11.2662 | 65.202 | 6.5733 | 10.3249 | -0.58981 | 48.9442 | 14.423 | 47.0161 | 12.0489
268 | 8.9131 | 0.078912 | 17.3713 | -3.9718 | 49.395 | 13.568 | 45.8039 | 11.2407 | 65.1904 | 6.558 | 10.329 | -0.58537 | 49.3413 | 14.8201 | 46.9448 | 11.9779
269 | 8.8989 | 0.064409 | 17.3678 | -3.9714 | 49.4033 | 13.5743 | 45.7782 | 11.2153 | 65.1788 | 6.5426 | 10.3331 | -0.58093 | 48.8661 | 14.345 | 46.9021 | 11.9354
270 | 8.8847 | 0.049907 | 17.3643 | -3.9711 | 49.4115 | 13.5805 | 45.7525 | 11.1898 | 65.1671 | 6.5273 | 10.3373 | -0.57649 | 48.8661 | 14.345 | 46.8597 | 11.8933
271 | 8.8705 | 0.039215 | 17.3602 | -3.9849 | 49.4198 | 13.597 | 45.7834 | 11.221 | 65.1555 | 6.5317 | 10.3261 | -0.58735 | 49.2183 | 14.6972 | 46.7542 | 11.788
272 | 8.854 | 0.028523 | 17.3432 | -3.9988 | 49.4359 | 13.6135 | 45.8144 | 11.2522 | 65.1563 | 6.5361 | 10.315 | -0.59821 | 48.8514 | 14.3304 | 46.819 | 11.8531
273 | 8.8369 | 0.017831 | 17.3262 | -4.0126 | 49.4544 | 13.6299 | 45.8454 | 11.2834 | 65.1606 | 6.5405 | 10.3038 | -0.60907 | 49.0201 | 14.4992 | 46.8939 | 11.9283
274 | 8.8197 | 0.0071394 | 17.3092 | -4.0265 | 49.4729 | 13.6464 | 45.8763 | 11.3146 | 65.1649 | 6.5449 | 10.2926 | -0.61993 | 48.8973 | 14.3764 | 46.8541 | 11.8887
275 | 8.8025 | -0.0035526 | 17.2922 | -4.0404 | 49.4914 | 13.6629 | 45.9073 | 11.3459 | 65.1692 | 6.5493 | 10.2815 | -0.6308 | 49.1339 | 14.613 | 46.849 | 11.8839
276 | 8.7854 | -0.014245 | 17.2751 | -4.0542 | 49.5098 | 13.6793 | 45.9382 | 11.3771 | 65.1735 | 6.5538 | 10.2703 | -0.64166 | 49.0655 | 14.5447 | 46.8356 | 11.8707
277 | 8.7682 | -0.054282 | 17.2577 | -4.078 | 49.5283 | 13.7061 | 45.9247 | 11.3638 | 65.1778 | 6.559 | 10.2534 | -0.65836 | 49.1049 | 14.5842 | 46.7908 | 11.8262
278 | 8.7397 | -0.094319 | 17.2311 | -4.1017 | 49.5394 | 13.7329 | 45.9111 | 11.3504 | 65.182 | 6.5643 | 10.2364 | -0.67507 | 49.0565 | 14.5357 | 46.681 | 11.7166
279 | 8.7078 | -0.13436 | 17.2046 | -4.1255 | 49.5482 | 13.7598 | 45.8975 | 11.3371 | 65.1861 | 6.5696 | 10.2194 | -0.69178 | 49.0422 | 14.5215 | 46.7191 | 11.7549
280 | 8.6758 | -0.17439 | 17.178 | -4.1492 | 49.557 | 13.7866 | 45.884 | 11.3238 | 65.1902 | 6.5749 | 10.2024 | -0.70849 | 49.1116 | 14.591 | 46.7831 | 11.8192
281 | 8.6439 | -0.21443 | 17.1514 | -4.173 | 49.5659 | 13.8134 | 45.8704 | 11.3105 | 65.1944 | 6.5801 | 10.1854 | -0.72519 | 48.8144 | 14.2938 | 46.7746 | 11.8109
282 | 8.612 | -0.25447 | 17.1249 | -4.1967 | 49.5747 | 13.8402 | 45.8568 | 11.2972 | 65.1985 | 6.5854 | 10.1684 | -0.7419 | 48.7494 | 14.2288 | 46.7041 | 11.7407
283 | 8.58 | -0.25297 | 17.098 | -4.2283 | 49.5836 | 13.7802 | 45.8579 | 11.2985 | 65.2026 | 6.5864 | 10.1692 | -0.74091 | 49.0968 | 14.5763 | 46.7249 | 11.7618
284 | 8.5721 | -0.25146 | 17.0647 | -4.2599 | 49.5479 | 13.7201 | 45.8589 | 11.2997 | 65.2049 | 6.5874 | 10.1699 | -0.73992 | 48.9902 | 14.4697 | 46.6557 | 11.6928
285 | 8.5716 | -0.24996 | 17.0315 | -4.2915 | 49.4985 | 13.6601 | 45.8599 | 11.301 | 65.2066 | 6.5885 | 10.1706 | -0.73893 | 48.8801 | 14.3597 | 46.7613 | 11.7986
286 | 8.5711 | -0.24846 | 16.9982 | -4.3231 | 49.4492 | 13.6001 | 45.861 | 11.3023 | 65.2082 | 6.5895 | 10.1714 | -0.73794 | 49.0323 | 14.512 | 46.7996 | 11.8372
287 | 8.5706 | -0.24696 | 16.965 | -4.3547 | 49.3998 | 13.5401 | 45.862 | 11.3036 | 65.2099 | 6.5905 | 10.1721 | -0.73694 | 49.1547 | 14.6345 | 46.6319 | 11.6697
288 | 8.5701 | -0.24545 | 16.9317 | -4.3863 | 49.3505 | 13.48 | 45.863 | 11.3049 | 65.2116 | 6.5915 | 10.1728 | -0.73595 | 48.9398 | 14.4196 | 46.5756 | 11.6137
289 | 8.5696 | -0.25166 | 16.8984 | -4.4186 | 49.3011 | 13.4722 | 45.8738 | 11.3159 | 65.2133 | 6.597 | 10.1585 | -0.74999 | 49.2209 | 14.7008 | 46.4984 | 11.5368
290 | 8.5657 | -0.25787 | 16.8642 | -4.4509 | 49.2874 | 13.4644 | 45.8845 | 11.3269 | 65.2177 | 6.6025 | 10.1443 | -0.76402 | 49.2062 | 14.6861 | 46.7274 | 11.766
291 | 8.5607 | -0.26408 | 16.83 | -4.4832 | 49.2849 | 13.4566 | 45.8952 | 11.3379 | 65.223 | 6.608 | 10.13 | -0.77806 | 49.1393 | 14.6192 | 46.6438 | 11.6827
292 | 8.5558 | -0.27029 | 16.7957 | -4.5155 | 49.2824 | 13.4488 | 45.9059 | 11.3488 | 65.2283 | 6.6135 | 10.1157 | -0.79209 | 48.9893 | 14.4693 | 46.6337 | 11.6728
293 | 8.5508 | -0.2765 | 16.7615 | -4.5478 | 49.28 | 13.441 | 45.9167 | 11.3598 | 65.2336 | 6.6189 | 10.1014 | -0.80613 | 49.3127 | 14.7927 | 46.6376 | 11.677
294 | 8.5459 | -0.28272 | 16.7273 | -4.5801 | 49.2775 | 13.4332 | 45.9274 | 11.3708 | 65.2389 | 6.6244 | 10.0871 | -0.82017 | 49.4823 | 14.9624 | 46.683 | 11.7227
295 | 8.5409 | -0.28091 | 16.6928 | -4.6149 | 49.275 | 13.4516 | 45.8875 | 11.3312 | 65.2442 | 6.6302 | 10.0706 | -0.83647 | 49.3172 | 14.7973 | 46.5504 | 11.5903
296 | 8.5417 | -0.2791 | 16.654 | -4.6498 | 49.2759 | 13.4701 | 45.8476 | 11.2916 | 65.2387 | 6.636 | 10.054 | -0.85278 | 49.0908 | 14.571 | 46.5469 | 11.587
297 | 8.5444 | -0.2773 | 16.6152 | -4.6846 | 49.2778 | 13.4885 | 45.8078 | 11.2519 | 65.2296 | 6.6418 | 10.0375 | -0.86908 | 49.2919 | 14.7721 | 46.4273 | 11.4677
298 | 8.547 | -0.27549 | 16.5763 | -4.7195 | 49.2798 | 13.5069 | 45.7679 | 11.2123 | 65.2205 | 6.6476 | 10.021 | -0.88539 | 49.0818 | 14.5621 | 46.4608 | 11.5015
299 | 8.5497 | -0.27368 | 16.5375 | -4.7543 | 49.2818 | 13.5253 | 45.728 | 11.1727 | 65.2114 | 6.6534 | 10.0044 | -0.9017 | 49.3204 | 14.8007 | 46.502 | 11.5428
300 | 8.5523 | -0.27188 | 16.4986 | -4.7892 | 49.2837 | 13.5437 | 45.6881 | 11.1331 | 65.2023 | 6.6592 | 9.9879 | -0.918 | 49.1893 | 14.6697 | 46.3112 | 11.3523
301 | 8.555 | -0.26417 | 16.4593 | -4.8397 | 49.2857 | 13.4837 | 45.6291 | 11.0743 | 65.1932 | 6.5946 | 9.9808 | -0.92491 | 49.2117 | 14.6921 | 46.406 | 11.4474
302 | 8.5617 | -0.25646 | 16.4114 | -4.8902 | 49.2419 | 13.4236 | 45.57 | 11.0155 | 65.1509 | 6.53 | 9.9736 | -0.93182 | 49.098 | 14.5785 | 46.2952 | 11.3368
303 | 8.5698 | -0.24875 | 16.3634 | -4.9407 | 49.1828 | 13.3635 | 45.511 | 10.9567 | 65.0976 | 6.4654 | 9.9665 | -0.93873 | 49.3193 | 14.7998 | 46.3977 | 11.4396
304 | 8.5779 | -0.24104 | 16.3155 | -4.9912 | 49.1237 | 13.3034 | 45.4519 | 10.8979 | 65.0443 | 6.4008 | 9.9594 | -0.94563 | 49.2953 | 14.7759 | 46.3597 | 11.4018
305 | 8.586 | -0.23334 | 16.2675 | -5.0417 | 49.0646 | 13.2433 | 45.3929 | 10.8391 | 64.991 | 6.3362 | 9.9522 | -0.95254 | 49.2795 | 14.7601 | 46.1878 | 11.2302
306 | 8.5941 | -0.22563 | 16.2196 | -5.0922 | 49.0055 | 13.1833 | 45.3338 | 10.7803 | 64.9377 | 6.2716 | 9.9451 | -0.95944 | 49.3728 | 14.8535 | 46.0076 | 11.0503
307 | 8.6022 | -0.21422 | 16.1728 | -5.1173 | 48.9464 | 13.1284 | 45.2883 | 10.7349 | 64.8844 | 6.2622 | 9.9373 | -0.96704 | 49.0958 | 14.5765 | 45.9846 | 11.0274
308 | 8.612 | -0.20281 | 16.1489 | -5.1423 | 48.8834 | 13.0736 | 45.2427 | 10.6896 | 64.8601 | 6.2527 | 9.9295 | -0.97464 | 49.1542 | 14.6349 | 46.0934 | 11.1365
309 | 8.6224 | -0.1914 | 16.125 | -5.1673 | 48.8192 | 13.0188 | 45.1971 | 10.6443 | 64.8458 | 6.2433 | 9.9217 | -0.98224 | 49.2488 | 14.7296 | 46.0946 | 11.138
310 | 8.6328 | -0.17998 | 16.1011 | -5.1924 | 48.755 | 12.964 | 45.1515 | 10.599 | 64.8316 | 6.2338 | 9.9139 | -0.98984 | 48.8041 | 14.285 | 45.7653 | 10.8089
311 | 8.6431 | -0.16857 | 16.0772 | -5.2174 | 48.6907 | 12.9092 | 45.1059 | 10.5536 | 64.8173 | 6.2244 | 9.9061 | -0.99743 | 49.0146 | 14.4955 | 45.8592 | 10.9031
312 | 8.6535 | -0.15716 | 16.0533 | -5.2424 | 48.6265 | 12.8544 | 45.0604 | 10.5083 | 64.803 | 6.2149 | 9.8983 | -1.005 | 49.0744 | 14.5554 | 46.0073 | 11.0514
313 | 8.6639 | -0.14898 | 16.0304 | -5.2511 | 48.5623 | 12.7553 | 44.9793 | 10.4275 | 64.7887 | 6.1835 | 9.909 | -0.99412 | 48.7747 | 14.2557 | 45.8525 | 10.8969
314 | 8.6748 | -0.1408 | 16.0248 | -5.2597 | 48.4758 | 12.6562 | 44.8982 | 10.3466 | 64.7656 | 6.1521 | 9.9197 | -0.98322 | 48.9184 | 14.3995 | 45.6838 | 10.7284
315 | 8.6859 | -0.13262 | 16.0192 | -5.2683 | 48.3814 | 12.5571 | 44.8171 | 10.2658 | 64.7394 | 6.1207 | 9.9304 | -0.97231 | 48.9208 | 14.4019 | 45.7949 | 10.8398
316 | 8.697 | -0.12444 | 16.0135 | -5.2769 | 48.2871 | 12.458 | 44.736 | 10.185 | 64.7132 | 6.0893 | 9.9411 | -0.96141 | 48.9203 | 14.4015 | 45.6133 | 10.6584
317 | 8.7081 | -0.11626 | 16.0079 | -5.2855 | 48.1927 | 12.3589 | 44.6549 | 10.1041 | 64.6869 | 6.0579 | 9.9518 | -0.9505 | 48.9207 | 14.402 | 45.5104 | 10.5558
318 | 8.7192 | -0.10808 | 16.0023 | -5.2942 | 48.0984 | 12.2598 | 44.5738 | 10.0233 | 64.6607 | 6.0264 | 9.9625 | -0.9396 | 48.5637 | 14.045 | 45.5768 | 10.6224
319 | 8.7302 | -0.084433 | 15.9979 | -5.2747 | 48.004 | 12.1838 | 44.5389 | 9.9886 | 64.6345 | 6.0207 | 9.9751 | -0.92676 | 48.6828 | 14.1641 | 45.6228 | 10.6687
320 | 8.7474 | -0.060784 | 16.0148 | -5.2552 | 47.9318 | 12.1078 | 44.5039 | 9.9538 | 64.6228 | 6.015 | 9.9878 | -0.91392 | 48.6177 | 14.0991 | 45.6153 | 10.6614
321 | 8.7668 | -0.037135 | 16.0318 | -5.2356 | 47.8677 | 12.0318 | 44.4689 | 9.9191 | 64.6164 | 6.0093 | 10.0004 | -0.90108 | 48.5515 | 14.033 | 45.4344 | 10.4808
322 | 8.7862 | -0.013485 | 16.0487 | -5.2161 | 47.8035 | 11.9559 | 44.4339 | 9.8844 | 64.6099 | 6.0036 | 10.0131 | -0.88824 | 48.4939 | 13.9754 | 45.4247 | 10.4712
323 | 8.8056 | 0.010164 | 16.0656 | -5.1966 | 47.7393 | 11.8799 | 44.3989 | 9.8497 | 64.6035 | 5.9978 | 10.0257 | -0.8754 | 48.5021 | 13.9837 | 45.4897 | 10.5365
324 | 8.8249 | 0.033813 | 16.0826 | -5.1771 | 47.6752 | 11.8039 | 44.364 | 9.8149 | 64.597 | 5.9921 | 10.0384 | -0.86256 | 48.5258 | 14.0074 | 45.2535 | 10.3006
325 | 8.8443 | 0.038845 | 16.0994 | -5.1649 | 47.611 | 11.7843 | 44.3776 | 9.8288 | 64.5906 | 5.9839 | 10.0496 | -0.85113 | 48.314 | 13.7957 | 45.5504 | 10.5978
326 | 8.8537 | 0.043876 | 16.1141 | -5.1528 | 47.5858 | 11.7647 | 44.3912 | 9.8427 | 64.5875 | 5.9758 | 10.0609 | -0.83971 | 48.2147 | 13.6964 | 45.3714 | 10.419
327 | 8.8594 | 0.048908 | 16.1289 | -5.1406 | 47.5752 | 11.7451 | 44.4048 | 9.8565 | 64.5856 | 5.9676 | 10.0721 | -0.82828 | 48.2873 | 13.7691 | 45.4151 | 10.4629
328 | 8.8651 | 0.053939 | 16.1436 | -5.1284 | 47.5645 | 11.7255 | 44.4185 | 9.8704 | 64.5837 | 5.9594 | 10.0834 | -0.81686 | 48.1107 | 13.5925 | 45.5439 | 10.5919
329 | 8.8708 | 0.058971 | 16.1583 | -5.1162 | 47.5538 | 11.7059 | 44.4321 | 9.8843 | 64.5819 | 5.9512 | 10.0946 | -0.80543 | 48.2323 | 13.7142 | 45.4151 | 10.4635
330 | 8.8765 | 0.064003 | 16.1731 | -5.104 | 47.5431 | 11.6863 | 44.4457 | 9.8982 | 64.58 | 5.9431 | 10.1058 | -0.79401 | 48.0967 | 13.5786 | 45.287 | 10.3356
331 | 8.8822 | 0.073691 | 16.1887 | -5.0668 | 47.5325 | 11.7093 | 44.4281 | 9.8808 | 64.5782 | 5.9656 | 10.1075 | -0.79221 | 47.8838 | 13.3658 | 45.3586 | 10.4074
332 | 8.8859 | 0.083379 | 16.2199 | -5.0296 | 47.5372 | 11.7323 | 44.4105 | 9.8634 | 64.5951 | 5.9881 | 10.1091 | -0.79042 | 48.0359 | 13.5179 | 45.2312 | 10.2803
333 | 8.8889 | 0.093067 | 16.2511 | -4.9924 | 47.5478 | 11.7553 | 44.3928 | 9.846 | 64.6192 | 6.0106 | 10.1107 | -0.78862 | 47.9719 | 13.454 | 45.2494 | 10.2987
334 | 8.8919 | 0.10275 | 16.2822 | -4.9552 | 47.5584 | 11.7783 | 44.3752 | 9.8287 | 64.6432 | 6.0331 | 10.1123 | -0.78683 | 47.7586 | 13.2408 | 45.2265 | 10.276
335 | 8.895 | 0.11244 | 16.3134 | -4.9179 | 47.569 | 11.8013 | 44.3576 | 9.8113 | 64.6673 | 6.0556 | 10.114 | -0.78503 | 47.6135 | 13.0957 | 45.2416 | 10.2914
336 | 8.898 | 0.12213 | 16.3446 | -4.8807 | 47.5796 | 11.8243 | 44.34 | 9.7939 | 64.6914 | 6.0781 | 10.1156 | -0.78324 | 47.502 | 12.9843 | 45.3812 | 10.4312
337 | 8.901 | 0.10198 | 16.3742 | -4.8732 | 47.5902 | 11.7897 | 44.3728 | 9.827 | 64.7155 | 6.1089 | 10.1149 | -0.78379 | 47.5822 | 13.0645 | 45.2844 | 10.3347
338 | 8.8872 | 0.081825 | 16.3783 | -4.8657 | 47.5812 | 11.7552 | 44.4056 | 9.86 | 64.7418 | 6.1397 | 10.1141 | -0.78435 | 47.6049 | 13.0873 | 45.2458 | 10.2963
339 | 8.8669 | 0.061672 | 16.3824 | -4.8582 | 47.5647 | 11.7206 | 44.4384 | 9.8931 | 64.7691 | 6.1705 | 10.1134 | -0.7849 | 47.6148 | 13.0972 | 45.2004 | 10.2512
340 | 8.8465 | 0.041519 | 16.3865 | -4.8507 | 47.5482 | 11.686 | 44.4712 | 9.9262 | 64.7964 | 6.2013 | 10.1127 | -0.78546 | 47.4475 | 12.93 | 45.3048 | 10.3558
341 | 8.8262 | 0.021366 | 16.3906 | -4.8432 | 47.5317 | 11.6514 | 44.504 | 9.9592 | 64.8237 | 6.2321 | 10.112 | -0.78601 | 47.3447 | 12.8273 | 45.2434 | 10.2946
342 | 8.8059 | 0.0012126 | 16.3947 | -4.8357 | 47.5152 | 11.6168 | 44.5368 | 9.9923 | 64.8509 | 6.2629 | 10.1113 | -0.78657 | 47.3175 | 12.8001 | 45.3116 | 10.363
343 | 8.7855 | -0.018352 | 16.398 | -4.8414 | 47.4987 | 11.6673 | 44.5459 | 10.0016 | 64.8782 | 6.2781 | 10.0924 | -0.80525 | 47.1926 | 12.6752 | 45.4 | 10.4517
344 | 8.7641 | -0.037916 | 16.3879 | -4.8471 | 47.5215 | 11.7177 | 44.5549 | 10.0109 | 64.8947 | 6.2933 | 10.0736 | -0.82393 | 47.2564 | 12.7391 | 45.3672 | 10.4191
345 | 8.7422 | -0.05748 | 16.3779 | -4.8527 | 47.5601 | 11.7682 | 44.564 | 10.0201 | 64.9069 | 6.3085 | 10.0547 | -0.8426 | 47.3784 | 12.8611 | 45.3165 | 10.3688
346 | 8.7203 | -0.077045 | 16.3679 | -4.8584 | 47.5987 | 11.8187 | 44.573 | 10.0294 | 64.9191 | 6.3238 | 10.0359 | -0.86128 | 47.3644 | 12.8473 | 45.3194 | 10.3718
347 | 8.6984 | -0.096609 | 16.3578 | -4.8641 | 47.6372 | 11.8691 | 44.5821 | 10.0387 | 64.9313 | 6.339 | 10.0171 | -0.87996 | 47.1781 | 12.661 | 45.3325 | 10.3852
348 | 8.6765 | -0.11617 | 16.3478 | -4.8698 | 47.6758 | 11.9196 | 44.5911 | 10.048 | 64.9434 | 6.3542 | 9.9982 | -0.89864 | 47.253 | 12.7359 | 45.3425 | 10.3955
349 | 8.6546 | -0.14522 | 16.3366 | -4.8948 | 47.7144 | 11.9153 | 44.6125 | 10.0697 | 64.9556 | 6.3562 | 9.9845 | -0.91219 | 47.0552 | 12.5381 | 45.2822 | 10.3354
350 | 8.6279 | -0.17426 | 16.3057 | -4.9197 | 47.7248 | 11.9111 | 44.634 | 10.0914 | 64.9638 | 6.3581 | 9.9708 | -0.92575 | 47.2969 | 12.7799 | 45.3062 | 10.3596
351 | 8.5993 | -0.20331 | 16.2748 | -4.9447 | 47.7237 | 11.9068 | 44.6554 | 10.113 | 64.9703 | 6.36 | 9.9571 | -0.93931 | 47.2371 | 12.7202 | 45.3642 | 10.4178
352 | 8.5707 | -0.23236 | 16.244 | -4.9697 | 47.7226 | 11.9026 | 44.6768 | 10.1347 | 64.9768 | 6.3619 | 9.9434 | -0.95286 | 47.3311 | 12.8142 | 45.4736 | 10.5275
353 | 8.5421 | -0.2614 | 16.2131 | -4.9946 | 47.7216 | 11.8983 | 44.6982 | 10.1564 | 64.9833 | 6.3638 | 9.9297 | -0.96642 | 47.1544 | 12.6376 | 45.4912 | 10.5454
354 | 8.5135 | -0.29045 | 16.1823 | -5.0196 | 47.7205 | 11.894 | 44.7196 | 10.178 | 64.9898 | 6.3657 | 9.916 | -0.97997 | 47.295 | 12.7783 | 45.4687 | 10.5231
355 | 8.4849 | -0.31612 | 16.1502 | -5.0738 | 47.7194 | 11.9051 | 44.709 | 10.1676 | 64.9963 | 6.3898 | 9.9 | -0.99585 | 47.3717 | 12.855 | 45.4159 | 10.4706
356 | 8.4633 | -0.34179 | 16.0979 | -5.128 | 47.725 | 11.9161 | 44.6983 | 10.1572 | 65.0082 | 6.4138 | 9.884 | -1.0117 | 47.4703 | 12.9537 | 45.3513 | 10.4062
357 | 8.4447 | -0.36746 | 16.0457 | -5.1822 | 47.7334 | 11.9272 | 44.6877 | 10.1468 | 65.0224 | 6.4378 | 9.868 | -1.0276 | 47.3311 | 12.8145 | 45.4658 | 10.5209
358 | 8.426 | -0.39313 | 15.9934 | -5.2364 | 47.7418 | 11.9383 | 44.677 | 10.1364 | 65.0366 | 6.4619 | 9.8519 | -1.0435 | 47.4954 | 12.9789 | 45.4818 | 10.5372
359 | 8.4074 | -0.4188 | 15.9412 | -5.2906 | 47.7502 | 11.9493 | 44.6664 | 10.126 | 65.0508 | 6.4859 | 9.8359 | -1.0594 | 47.4865 | 12.9701 | 45.5265 | 10.5821
360 | 8.3887 | -0.44447 | 15.8889 | -5.3448 | 47.7586 | 11.9604 | 44.6557 | 10.1156 | 65.065 | 6.5099 | 9.8199 | -1.0752 | 47.3865 | 12.8701 | 45.4745 | 10.5304
361 | 8.3701 | -0.43641 | 15.8377 | -5.3784 | 47.767 | 11.9598 | 44.6524 | 10.1125 | 65.0792 | 6.4893 | 9.8219 | -1.073 | 47.53 | 13.0137 | 45.6063 | 10.6624
362 | 8.371 | -0.42835 | 15.8028 | -5.412 | 47.7646 | 11.9592 | 44.6491 | 10.1094 | 65.0704 | 6.4687 | 9.824 | -1.0709 | 47.4658 | 12.9496 | 45.4812 | 10.5375
363 | 8.3804 | -0.42029 | 15.7679 | -5.4456 | 47.7575 | 11.9587 | 44.6457 | 10.1063 | 65.0518 | 6.448 | 9.826 | -1.0687 | 47.4364 | 12.9202 | 45.6217 | 10.6782
364 | 8.3897 | -0.41223 | 15.733 | -5.4792 | 47.7505 | 11.9581 | 44.6424 | 10.1032 | 65.0332 | 6.4274 | 9.8281 | -1.0665 | 47.3814 | 12.8653 | 45.4859 | 10.5427
365 | 8.3991 | -0.40416 | 15.6981 | -5.5128 | 47.7435 | 11.9575 | 44.639 | 10.1001 | 65.0146 | 6.4068 | 9.8301 | -1.0643 | 47.6283 | 13.1122 | 45.5495 | 10.6065
366 | 8.4084 | -0.3961 | 15.6632 | -5.5464 | 47.7364 | 11.957 | 44.6357 | 10.097 | 64.996 | 6.3861 | 9.8322 | -1.0621 | 47.422 | 12.906 | 45.55 | 10.6072
367 | 8.4177 | -0.38089 | 15.6284 | -5.5803 | 47.7294 | 11.9272 | 44.5785 | 10.0401 | 64.9774 | 6.3756 | 9.8406 | -1.0535 | 47.3612 | 12.8452 | 45.5604 | 10.6179
368 | 8.4308 | -0.36568 | 15.5945 | -5.6143 | 47.7078 | 11.8975 | 44.5214 | 9.9832 | 64.9643 | 6.3651 | 9.8491 | -1.0449 | 47.3201 | 12.8042 | 45.4733 | 10.5311
369 | 8.4456 | -0.35047 | 15.5607 | -5.6482 | 47.6798 | 11.8677 | 44.4642 | 9.9263 | 64.9537 | 6.3546 | 9.8576 | -1.0363 | 47.5735 | 13.0577 | 45.5053 | 10.5633
370 | 8.4604 | -0.33526 | 15.5269 | -5.6821 | 47.6518 | 11.838 | 44.4071 | 9.8694 | 64.9431 | 6.344 | 9.8661 | -1.0276 | 47.4749 | 12.9592 | 45.3896 | 10.4478
371 | 8.4751 | -0.32005 | 15.4931 | -5.716 | 47.6239 | 11.8083 | 44.3499 | 9.8124 | 64.9325 | 6.3335 | 9.8746 | -1.019 | 47.4298 | 12.9141 | 45.3511 | 10.4095
372 | 8.4899 | -0.30484 | 15.4593 | -5.7499 | 47.5959 | 11.7785 | 44.2928 | 9.7555 | 64.9219 | 6.323 | 9.8831 | -1.0104 | 47.3246 | 12.8089 | 45.335 | 10.3936
373 | 8.5046 | -0.29048 | 15.4261 | -5.7753 | 47.5679 | 11.7575 | 44.2874 | 9.7504 | 64.9112 | 6.3128 | 9.8816 | -1.0118 | 47.2519 | 12.7363 | 45.2303 | 10.2892
374 | 8.5188 | -0.27612 | 15.4026 | -5.8006 | 47.532 | 11.7365 | 44.282 | 9.7452 | 64.8983 | 6.3026 | 9.8801 | -1.0131 | 47.5923 | 13.0768 | 45.3713 | 10.4304
375 | 8.5327 | -0.26177 | 15.379 | -5.826 | 47.4926 | 11.7155 | 44.2766 | 9.7401 | 64.8844 | 6.2924 | 9.8786 | -1.0145 | 47.2957 | 12.7802 | 45.1037 | 10.1631
376 | 8.5467 | -0.24741 | 15.3555 | -5.8514 | 47.4532 | 11.6945 | 44.2712 | 9.735 | 64.8705 | 6.2821 | 9.8771 | -1.0159 | 47.5037 | 12.9883 | 45.0941 | 10.1537
377 | 8.5606 | -0.23306 | 15.3319 | -5.8767 | 47.4138 | 11.6735 | 44.2659 | 9.7298 | 64.8565 | 6.2719 | 9.8756 | -1.0172 | 47.2993 | 12.784 | 45.1901 | 10.2499
378 | 8.5745 | -0.2187 | 15.3084 | -5.9021 | 47.3743 | 11.6525 | 44.2605 | 9.7247 | 64.8426 | 6.2617 | 9.8742 | -1.0186 | 47.0199 | 12.5046 | 45.0474 | 10.1074
379 | 8.5884 | -0.20518 | 15.286 | -5.9081 | 47.3349 | 11.548 | 44.1772 | 9.6416 | 64.8286 | 6.2352 | 9.8742 | -1.0184 | 47.1204 | 12.6052 | 44.942 | 10.0023
380 | 8.6017 | -0.19165 | 15.2801 | -5.9141 | 47.2581 | 11.4436 | 44.094 | 9.5586 | 64.8033 | 6.2087 | 9.8743 | -1.0182 | 47.0097 | 12.4945 | 44.8021 | 9.8627
381 | 8.6146 | -0.17813 | 15.2743 | -5.92 | 47.164 | 11.3392 | 44.0107 | 9.4756 | 64.7727 | 6.1822 | 9.8745 | -1.0179 | 46.983 | 12.4679 | 44.6617 | 9.7225
382 | 8.6276 | -0.16461 | 15.2684 | -5.926 | 47.0699 | 11.2348 | 43.9275 | 9.3926 | 64.7421 | 6.1557 | 9.8746 | -1.0177 | 47.1528 | 12.6378 | 44.6205 | 9.6814
383 | 8.6405 | -0.15108 | 15.2625 | -5.932 | 46.9758 | 11.1303 | 43.8442 | 9.3096 | 64.7115 | 6.1292 | 9.8747 | -1.0175 | 47.0412 | 12.5262 | 44.8169 | 9.8781
384 | 8.6535 | -0.13756 | 15.2567 | -5.938 | 46.8817 | 11.0259 | 43.761 | 9.2266 | 64.6809 | 6.1027 | 9.8748 | -1.0173 | 46.9781 | 12.4632 | 44.6735 | 9.7349
385 | 8.6665 | -0.12546 | 15.2515 | -5.9355 | 46.7876 | 10.9691 | 43.7373 | 9.2032 | 64.6503 | 6.0582 | 9.8708 | -1.0211 | 46.9156 | 12.4008 | 44.5575 | 9.6192
386 | 8.6782 | -0.11336 | 15.2553 | -5.9331 | 46.72 | 10.9123 | 43.7136 | 9.1797 | 64.6127 | 6.0138 | 9.8668 | -1.025 | 46.8015 | 12.2867 | 44.5541 | 9.6161
387 | 8.6895 | -0.10126 | 15.2592 | -5.9307 | 46.665 | 10.8555 | 43.69 | 9.1563 | 64.5719 | 5.9693 | 9.8628 | -1.0289 | 46.767 | 12.2523 | 44.3609 | 9.423
388 | 8.7007 | -0.089155 | 15.2631 | -5.9282 | 46.6099 | 10.7986 | 43.6663 | 9.1329 | 64.5311 | 5.9248 | 9.8589 | -1.0327 | 46.8814 | 12.3668 | 44.4212 | 9.4836
389 | 8.712 | -0.077054 | 15.267 | -5.9258 | 46.5549 | 10.7418 | 43.6427 | 9.1095 | 64.4903 | 5.8803 | 9.8549 | -1.0366 | 46.8968 | 12.3822 | 44.3893 | 9.4519
390 | 8.7232 | -0.064953 | 15.2708 | -5.9234 | 46.4998 | 10.685 | 43.619 | 9.086 | 64.4495 | 5.8359 | 9.8509 | -1.0405 | 46.6213 | 12.1068 | 44.1863 | 9.2492
391 | 8.7345 | -0.055636 | 15.2757 | -5.9042 | 46.4448 | 10.6369 | 43.5979 | 9.0651 | 64.4088 | 5.8087 | 9.8625 | -1.0288 | 46.6608 | 12.1464 | 44.2429 | 9.3059
392 | 8.7438 | -0.046319 | 15.2951 | -5.8851 | 46.3989 | 10.5887 | 43.5767 | 9.0442 | 64.3837 | 5.7816 | 9.8741 | -1.0171 | 46.8272 | 12.3129 | 44.1731 | 9.2364
393 | 8.7522 | -0.037001 | 15.3144 | -5.8659 | 46.3573 | 10.5406 | 43.5556 | 9.0233 | 64.3662 | 5.7545 | 9.8857 | -1.0054 | 46.5412 | 12.0269 | 44.1383 | 9.2018
394 | 8.7607 | -0.027684 | 15.3338 | -5.8468 | 46.3158 | 10.4925 | 43.5344 | 9.0024 | 64.3487 | 5.7274 | 9.8972 | -0.99367 | 46.4268 | 11.9126 | 44.2202 | 9.2839
395 | 8.7691 | -0.018366 | 15.3532 | -5.8276 | 46.2743 | 10.4444 | 43.5132 | 8.9814 | 64.3312 | 5.7003 | 9.9088 | -0.98197 | 46.5461 | 12.0319 | 44.0296 | 9.0936
396 | 8.7775 | -0.0090489 | 15.3725 | -5.8085 | 46.2328 | 10.3963 | 43.4921 | 8.9605 | 64.3138 | 5.6731 | 9.9204 | -0.97027 | 46.4934 | 11.9793 | 44.0857 | 9.1499
397 | 8.7859 | -0.0026529 | 15.3925 | -5.7806 | 46.1912 | 10.3786 | 43.497 | 8.9657 | 64.2963 | 5.6902 | 9.9342 | -0.95639 | 46.3932 | 11.8792 | 44.2289 | 9.2934
398 | 8.7918 | 0.003743 | 15.4208 | -5.7527 | 46.1708 | 10.3609 | 43.502 | 8.9709 | 64.3052 | 5.7073 | 9.948 | -0.94251 | 46.2352 | 11.7212 | 43.9997 | 9.0644
399 | 8.7963 | 0.010139 | 15.4491 | -5.7248 | 46.1607 | 10.3431 | 43.5069 | 8.9761 | 64.3271 | 5.7243 | 9.9617 | -0.92864 | 46.3192 | 11.8053 | 44.1612 | 9.2261
400 | 8.8009 | 0.016535 | 15.4774 | -5.6969 | 46.1506 | 10.3254 | 43.5119 | 8.9812 | 64.349 | 5.7414 | 9.9755 | -0.91476 | 46.4064 | 11.8926 | 44.1693 | 9.2345
401 | 8.8054 | 0.022931 | 15.5057 | -5.669 | 46.1405 | 10.3077 | 43.5168 | 8.9864 | 64.371 | 5.7584 | 9.9893 | -0.90089 | 46.0841 | 11.5703 | 43.9223 | 8.9876
402 | 8.81 | 0.029327 | 15.534 | -5.6412 | 46.1304 | 10.29 | 43.5218 | 8.9916 | 64.3929 | 5.7755 | 10.0031 | -0.88701 | 46.4182 | 11.9044 | 44.2316 | 9.2972
403 | 8.8145 | 0.028466 | 15.5625 | -5.6034 | 46.1203 | 10.3072 | 43.5373 | 9.0073 | 64.4148 | 5.8151 | 9.9941 | -0.89587 | 46.2398 | 11.7261 | 44.1555 | 9.2213
404 | 8.8141 | 0.027605 | 15.5938 | -5.5656 | 46.1278 | 10.3244 | 43.5528 | 9.023 | 64.4489 | 5.8547 | 9.9851 | -0.90472 | 45.9706 | 11.457 | 44.2153 | 9.2813
405 | 8.8113 | 0.026744 | 15.6251 | -5.5279 | 46.1442 | 10.3417 | 43.5682 | 9.0388 | 64.4891 | 5.8943 | 9.9762 | -0.91358 | 46.2783 | 11.7647 | 44.1849 | 9.2512
406 | 8.8085 | 0.025884 | 15.6564 | -5.4901 | 46.1606 | 10.3589 | 43.5837 | 9.0545 | 64.5292 | 5.9339 | 9.9672 | -0.92244 | 46.1688 | 11.6553 | 44.2478 | 9.3142
407 | 8.8056 | 0.025023 | 15.6878 | -5.4523 | 46.1769 | 10.3761 | 43.5992 | 9.0702 | 64.5694 | 5.9735 | 9.9583 | -0.93129 | 46.1716 | 11.6582 | 44.1024 | 9.1691
408 | 8.8028 | 0.024162 | 15.7191 | -5.4146 | 46.1933 | 10.3933 | 43.6147 | 9.0859 | 64.6096 | 6.0131 | 9.9493 | -0.94015 | 46.1101 | 11.5968 | 44.1314 | 9.1983
409 | 8.8 | 0.015499 | 15.748 | -5.4112 | 46.2097 | 10.4074 | 43.6376 | 9.1091 | 64.6497 | 6.0559 | 9.9492 | -0.94013 | 46.1225 | 11.6093 | 44.2128 | 9.2799
410 | 8.7909 | 0.0068368 | 15.7444 | -5.4078 | 46.2311 | 10.4215 | 43.6605 | 9.1322 | 64.6872 | 6.0986 | 9.9491 | -0.94012 | 46.0237 | 11.5105 | 44.1695 | 9.2368
411 | 8.7786 | -0.0018258 | 15.7407 | -5.4044 | 46.2551 | 10.4356 | 43.6835 | 9.1554 | 64.7232 | 6.1414 | 9.9491 | -0.9401 | 45.9941 | 11.481 | 44.2557 | 9.3233
412 | 8.7662 | -0.010488 | 15.737 | -5.401 | 46.2791 | 10.4497 | 43.7064 | 9.1785 | 64.7592 | 6.1842 | 9.949 | -0.94008 | 45.8471 | 11.334 | 44.258 | 9.3257
413 | 8.7539 | -0.019151 | 15.7333 | -5.3976 | 46.3031 | 10.4638 | 43.7293 | 9.2016 | 64.7953 | 6.2269 | 9.9489 | -0.94007 | 45.9655 | 11.4525 | 44.1957 | 9.2638
414 | 8.7416 | -0.027813 | 15.7296 | -5.3943 | 46.3271 | 10.4779 | 43.7522 | 9.2248 | 64.8313 | 6.2697 | 9.9488 | -0.94005 | 45.8796 | 11.3667 | 44.3502 | 9.4184
415 | 8.7292 | -0.051849 | 15.7238 | -5.4294 | 46.3511 | 10.5369 | 43.7148 | 9.1876 | 64.8673 | 6.283 | 9.9195 | -0.96924 | 46.0095 | 11.4966 | 44.4094 | 9.4779
416 | 8.7095 | -0.075885 | 15.6888 | -5.4646 | 46.3825 | 10.5958 | 43.6774 | 9.1505 | 64.8889 | 6.2963 | 9.8902 | -0.99843 | 45.9372 | 11.4244 | 44.3689 | 9.4376
417 | 8.6859 | -0.099921 | 15.6538 | -5.4997 | 46.4178 | 10.6547 | 43.64 | 9.1133 | 64.9028 | 6.3097 | 9.861 | -1.0276 | 45.9999 | 11.4871 | 44.4183 | 9.4872
418 | 8.6623 | -0.12396 | 15.6188 | -5.5349 | 46.4532 | 10.7137 | 43.6026 | 9.0761 | 64.9166 | 6.323 | 9.8317 | -1.0568 | 45.7814 | 11.2687 | 44.4447 | 9.5139
419 | 8.6387 | -0.14799 | 15.5838 | -5.57 | 46.4885 | 10.7726 | 43.5652 | 9.039 | 64.9305 | 6.3363 | 9.8024 | -1.086 | 45.7929 | 11.2803 | 44.3829 | 9.4523
420 | 8.6151 | -0.17203 | 15.5488 | -5.6052 | 46.5239 | 10.8315 | 43.5279 | 9.0018 | 64.9444 | 6.3497 | 9.7731 | -1.1152 | 45.9522 | 11.4396 | 44.4483 | 9.5179
421 | 8.5915 | -0.19312 | 15.5139 | -5.6325 | 46.5592 | 10.7863 | 43.5694 | 9.0435 | 64.9583 | 6.3661 | 9.7656 | -1.1226 | 45.816 | 11.3035 | 44.443 | 9.5128
422 | 8.5709 | -0.21421 | 15.481 | -5.6598 | 46.5489 | 10.741 | 43.6109 | 9.0853 | 64.9675 | 6.3825 | 9.7581 | -1.13 | 45.7419 | 11.2295 | 44.4479 | 9.5178
423 | 8.5519 | -0.2353 | 15.4481 | -5.6871 | 46.5138 | 10.6957 | 43.6524 | 9.127 | 64.9742 | 6.3989 | 9.7506 | -1.1374 | 45.827 | 11.3147 | 44.5178 | 9.588
424 | 8.533 | -0.25639 | 15.4152 | -5.7145 | 46.4787 | 10.6505 | 43.694 | 9.1688 | 64.9809 | 6.4153 | 9.7431 | -1.1448 | 45.9735 | 11.4612 | 44.39 | 9.4604
425 | 8.514 | -0.27749 | 15.3823 | -5.7418 | 46.4437 | 10.6052 | 43.7355 | 9.2105 | 64.9875 | 6.4317 | 9.7357 | -1.1522 | 45.8835 | 11.3713 | 44.5241 | 9.5948
426 | 8.495 | -0.29858 | 15.3494 | -5.7691 | 46.4086 | 10.5599 | 43.777 | 9.2523 | 64.9942 | 6.4481 | 9.7282 | -1.1596 | 45.889 | 11.3769 | 44.5009 | 9.5717
427 | 8.476 | -0.30938 | 15.3152 | -5.8257 | 46.3736 | 10.5606 | 43.7475 | 9.223 | 65.0009 | 6.422 | 9.7229 | -1.1648 | 45.843 | 11.3309 | 44.4974 | 9.5684
428 | 8.4652 | -0.32018 | 15.2634 | -5.8824 | 46.3587 | 10.5612 | 43.718 | 9.1937 | 64.9903 | 6.3958 | 9.7177 | -1.1699 | 45.9187 | 11.4067 | 44.4536 | 9.5249
429 | 8.459 | -0.33099 | 15.2116 | -5.939 | 46.3549 | 10.5619 | 43.6884 | 9.1644 | 64.9701 | 6.3697 | 9.7124 | -1.1751 | 45.9884 | 11.4765 | 44.5714 | 9.6429
430 | 8.4527 | -0.34179 | 15.1598 | -5.9956 | 46.3512 | 10.5625 | 43.6589 | 9.1351 | 64.9499 | 6.3436 | 9.7072 | -1.1803 | 45.6797 | 11.1678 | 44.5207 | 9.5924
431 | 8.4465 | -0.3526 | 15.108 | -6.0522 | 46.3474 | 10.5632 | 43.6294 | 9.1058 | 64.9297 | 6.3175 | 9.7019 | -1.1854 | 45.8135 | 11.3017 | 44.5225 | 9.5945
432 | 8.4402 | -0.3634 | 15.0562 | -6.1088 | 46.3436 | 10.5638 | 43.5999 | 9.0765 | 64.9096 | 6.2914 | 9.6967 | -1.1906 | 45.8102 | 11.2985 | 44.4639 | 9.536
433 | 8.434 | -0.35314 | 15.0068 | -6.1276 | 46.3399 | 10.5457 | 43.5835 | 9.0603 | 64.8894 | 6.292 | 9.7021 | -1.185 | 45.895 | 11.3834 | 44.6654 | 9.7378
434 | 8.4381 | -0.34288 | 14.9881 | -6.1464 | 46.3236 | 10.5276 | 43.5671 | 9.0441 | 64.8783 | 6.2927 | 9.7076 | -1.1795 | 46.0077 | 11.4962 | 44.4825 | 9.5551
435 | 8.4482 | -0.33262 | 14.9694 | -6.1651 | 46.3002 | 10.5094 | 43.5507 | 9.0279 | 64.8723 | 6.2934 | 9.7131 | -1.174 | 45.8553 | 11.3438 | 44.553 | 9.6257
436 | 8.4582 | -0.32236 | 14.9507 | -6.1839 | 46.2768 | 10.4913 | 43.5343 | 9.0118 | 64.8663 | 6.2941 | 9.7185 | -1.1684 | 45.6893 | 11.1779 | 44.3632 | 9.4362
437 | 8.4682 | -0.3121 | 14.932 | -6.2027 | 46.2534 | 10.4731 | 43.5179 | 8.9956 | 64.8603 | 6.2948 | 9.724 | -1.1628 | 45.671 | 11.1597 | 44.4555 | 9.5287
438 | 8.4782 | -0.30184 | 14.9133 | -6.2214 | 46.23 | 10.455 | 43.5015 | 8.9794 | 64.8543 | 6.2955 | 9.7295 | -1.1573 | 45.7869 | 11.2756 | 44.4759 | 9.5493
439 | 8.4882 | -0.29173 | 14.8953 | -6.2333 | 46.2067 | 10.4145 | 43.4783 | 8.9565 | 64.8484 | 6.2674 | 9.7518 | -1.1349 | 45.6388 | 11.1276 | 44.3917 | 9.4654
440 | 8.5024 | -0.28161 | 14.8858 | -6.2451 | 46.1693 | 10.3739 | 43.4552 | 8.9336 | 64.8291 | 6.2392 | 9.7741 | -1.1125 | 45.8285 | 11.3173 | 44.3264 | 9.4003
441 | 8.5191 | -0.27149 | 14.8763 | -6.2569 | 46.1239 | 10.3334 | 43.4321 | 8.9107 | 64.8023 | 6.2111 | 9.7964 | -1.0902 | 45.659 | 11.1479 | 44.3983 | 9.4724
442 | 8.5357 | -0.26138 | 14.8669 | -6.2687 | 46.0786 | 10.2929 | 43.409 | 8.8878 | 64.7755 | 6.1829 | 9.8186 | -1.0678 | 45.5285 | 11.0175 | 44.2247 | 9.299
443 | 8.5524 | -0.25126 | 14.8574 | -6.2805 | 46.0332 | 10.2524 | 43.3858 | 8.8649 | 64.7486 | 6.1548 | 9.8409 | -1.0454 | 45.695 | 11.1841 | 44.1254 | 9.1999
444 | 8.569 | -0.24115 | 14.8479 | -6.2923 | 45.9878 | 10.2118 | 43.3627 | 8.842 | 64.7218 | 6.1266 | 9.8632 | -1.0231 | 45.6321 | 11.1212 | 44.1961 | 9.2708
445 | 8.5857 | -0.20152 | 14.8397 | -6.2827 | 45.9424 | 10.1508 | 43.3356 | 8.8151 | 64.695 | 6.1048 | 9.8829 | -1.0032 | 45.5662 | 11.0554 | 44.2249 | 9.2998
446 | 8.6132 | -0.16188 | 14.8481 | -6.273 | 45.8908 | 10.0897 | 43.3085 | 8.7882 | 64.6707 | 6.083 | 9.9027 | -0.98345 | 45.5613 | 11.0506 | 44.1596 | 9.2347
447 | 8.647 | -0.12225 | 14.8565 | -6.2634 | 45.8356 | 10.0286 | 43.2815 | 8.7614 | 64.6479 | 6.0611 | 9.9224 | -0.96364 | 45.4171 | 10.9065 | 43.9376 | 9.0129
448 | 8.6809 | -0.08262 | 14.8649 | -6.2538 | 45.7803 | 9.9675 | 43.2544 | 8.7345 | 64.6252 | 6.0393 | 9.9421 | -0.94384 | 45.5799 | 11.0693 | 43.9602 | 9.0357
449 | 8.7148 | -0.042989 | 14.8732 | -6.2441 | 45.7251 | 9.9065 | 43.2273 | 8.7076 | 64.6024 | 6.0174 | 9.9619 | -0.92403 | 45.4595 | 10.949 | 44.0141 | 9.0898
450 | 8.7486 | -0.0033574 | 14.8816 | -6.2345 | 45.6698 | 9.8454 | 43.2002 | 8.6808 | 64.5796 | 5.9956 | 9.9816 | -0.90422 | 45.4361 | 10.9257 | 43.846 | 8.9219
451 | 8.7825 | 0.012022 | 14.89 | -6.2267 | 45.6146 | 9.8104 | 43.1938 | 8.6746 | 64.5569 | 5.9702 | 9.9802 | -0.90559 | 45.1783 | 10.6679 | 43.9166 | 8.9927
452 | 8.8006 | 0.027401 | 14.8983 | -6.2189 | 45.5727 | 9.7755 | 43.1874 | 8.6684 | 64.5365 | 5.9448 | 9.9787 | -0.90696 | 45.2665 | 10.7562 | 43.7613 | 8.8376
453 | 8.8092 | 0.042779 | 14.9066 | -6.2111 | 45.5388 | 9.7405 | 43.181 | 8.6622 | 64.5176 | 5.9194 | 9.9773 | -0.90833 | 45.0685 | 10.5583 | 43.6298 | 8.7064
454 | 8.8179 | 0.058158 | 14.9149 | -6.2033 | 45.5049 | 9.7056 | 43.1747 | 8.6561 | 64.4987 | 5.894 | 9.9758 | -0.9097 | 45.2018 | 10.6917 | 43.7194 | 8.7962
455 | 8.8265 | 0.073537 | 14.9232 | -6.1955 | 45.4711 | 9.6706 | 43.1683 | 8.6499 | 64.4797 | 5.8686 | 9.9744 | -0.91107 | 45.1008 | 10.5907 | 43.4973 | 8.5743
456 | 8.8351 | 0.088916 | 14.9315 | -6.1878 | 45.4372 | 9.6357 | 43.1619 | 8.6437 | 64.4608 | 5.8432 | 9.9729 | -0.91244 | 45.0214 | 10.5114 | 43.5606 | 8.6378
457 | 8.8437 | 0.07577 | 14.9404 | -6.1705 | 45.4033 | 9.6061 | 43.1478 | 8.6299 | 64.4419 | 5.8465 | 9.9587 | -0.92666 | 44.9959 | 10.486 | 43.5498 | 8.6272
458 | 8.8404 | 0.062623 | 14.9568 | -6.1532 | 45.3743 | 9.5765 | 43.1337 | 8.616 | 64.4376 | 5.8498 | 9.9444 | -0.94089 | 45.0599 | 10.55 | 43.3356 | 8.4132
459 | 8.8296 | 0.049476 | 14.9731 | -6.1359 | 45.3484 | 9.547 | 43.1197 | 8.6021 | 64.4423 | 5.8531 | 9.93 | -0.95511 | 44.9781 | 10.4683 | 43.3044 | 8.3822
460 | 8.8189 | 0.036329 | 14.9895 | -6.1186 | 45.3224 | 9.5174 | 43.1056 | 8.5883 | 64.4471 | 5.8564 | 9.9158 | -0.96934 | 44.965 | 10.4553 | 43.4231 | 8.5011
461 | 8.8082 | 0.023183 | 15.0058 | -6.1013 | 45.2964 | 9.4878 | 43.0915 | 8.5744 | 64.4518 | 5.8597 | 9.9015 | -0.98357 | 44.9895 | 10.4799 | 43.3255 | 8.4037
462 | 8.7975 | 0.010036 | 15.0222 | -6.084 | 45.2704 | 9.4583 | 43.0774 | 8.5606 | 64.4565 | 5.8629 | 9.8872 | -0.99779 | 44.7344 | 10.2248 | 43.243 | 8.3214
463 | 8.7868 | 0.0082838 | 15.0385 | -6.0668 | 45.2444 | 9.4449 | 43.0544 | 8.5377 | 64.4612 | 5.8729 | 9.888 | -0.99685 | 44.9426 | 10.4331 | 43.1823 | 8.2609
464 | 8.7814 | 0.0065316 | 15.0542 | -6.0496 | 45.229 | 9.4316 | 43.0313 | 8.5149 | 64.471 | 5.883 | 9.8889 | -0.99591 | 44.8915 | 10.3821 | 43.2575 | 8.3363
465 | 8.7793 | 0.0047794 | 15.0699 | -6.0324 | 45.2203 | 9.4182 | 43.0083 | 8.492 | 64.4838 | 5.893 | 9.8898 | -0.99497 | 44.731 | 10.2217 | 43.2746 | 8.3536
466 | 8.7773 | 0.0030271 | 15.0856 | -6.0152 | 45.2115 | 9.4049 | 42.9852 | 8.4692 | 64.4967 | 5.903 | 9.8907 | -0.99403 | 44.7167 | 10.2074 | 43.2603 | 8.3395
467 | 8.7752 | 0.0012749 | 15.1013 | -5.998 | 45.2028 | 9.3915 | 42.9621 | 8.4463 | 64.5096 | 5.913 | 9.8915 | -0.99309 | 44.7956 | 10.2864 | 43.3761 | 8.4555
468 | 8.7732 | -0.00047729 | 15.1171 | -5.9809 | 45.194 | 9.3782 | 42.9391 | 8.4235 | 64.5225 | 5.923 | 9.8924 | -0.99215 | 44.6819 | 10.1728 | 43.3041 | 8.3837
469 | 8.7712 | -0.0026504 | 15.1325 | -5.9673 | 45.1853 | 9.3854 | 42.9605 | 8.4451 | 64.5354 | 5.9459 | 9.8867 | -0.99776 | 44.8258 | 10.3167 | 43.3028 | 8.3826
470 | 8.7693 | -0.0048235 | 15.1444 | -5.9537 | 45.1908 | 9.3926 | 42.982 | 8.4667 | 64.5541 | 5.9688 | 9.881 | -1.0034 | 44.8588 | 10.3499 | 43.2445 | 8.3245
471 | 8.7675 | -0.0069966 | 15.1564 | -5.9401 | 45.2055 | 9.3998 | 43.0034 | 8.4884 | 64.5767 | 5.9918 | 9.8754 | -1.009 | 44.8581 | 10.3492 | 43.3291 | 8.4093
472 | 8.7658 | -0.0091697 | 15.1683 | -5.9266 | 45.2203 | 9.4071 | 43.0248 | 8.51 | 64.5992 | 6.0147 | 9.8697 | -1.0146 | 44.8453 | 10.3365 | 43.2597 | 8.34
473 | 8.764 | -0.011343 | 15.1802 | -5.913 | 45.235 | 9.4143 | 43.0463 | 8.5317 | 64.6217 | 6.0377 | 9.864 | -1.0202 | 44.87 | 10.3613 | 43.2821 | 8.3627
474 | 8.7623 | -0.013516 | 15.1922 | -5.8994 | 45.2497 | 9.4215 | 43.0677 | 8.5533 | 64.6443 | 6.0606 | 9.8583 | -1.0258 | 44.8588 | 10.3501 | 43.3591 | 8.4399
475 | 8.7605 | -0.013058 | 15.2037 | -5.8906 | 45.2645 | 9.4617 | 43.0502 | 8.536 | 64.6668 | 6.0823 | 9.8633 | -1.0208 | 44.8506 | 10.3421 | 43.2804 | 8.3614
476 | 8.7582 | -0.012599 | 15.2095 | -5.8818 | 45.2833 | 9.5019 | 43.0327 | 8.5187 | 64.6876 | 6.1039 | 9.8683 | -1.0157 | 44.9269 | 10.4183 | 43.3371 | 8.4183
477 | 8.7556 | -0.012141 | 15.2154 | -5.873 | 45.3047 | 9.5421 | 43.0152 | 8.5014 | 64.7074 | 6.1255 | 9.8733 | -1.0107 | 44.7499 | 10.2414 | 43.4461 | 8.5275
478 | 8.753 | -0.011682 | 15.2213 | -5.8643 | 45.3262 | 9.5824 | 42.9976 | 8.4841 | 64.7271 | 6.1472 | 9.8782 | -1.0056 | 44.7266 | 10.2182 | 43.497 | 8.5786
479 | 8.7504 | -0.011224 | 15.2272 | -5.8555 | 45.3476 | 9.6226 | 42.9801 | 8.4668 | 64.7469 | 6.1688 | 9.8832 | -1.0006 | 44.8086 | 10.3003 | 43.4494 | 8.5312
480 | 8.7478 | -0.010766 | 15.2331 | -5.8467 | 45.3691 | 9.6628 | 42.9626 | 8.4495 | 64.7666 | 6.1904 | 9.8882 | -0.99556 | 44.8345 | 10.3263 | 43.5806 | 8.6625
481 | 8.7452 | -0.022663 | 15.2378 | -5.8511 | 45.3905 | 9.6233 | 42.964 | 8.4511 | 64.7864 | 6.2044 | 9.8836 | -1.0001 | 44.7633 | 10.2552 | 43.4763 | 8.5585
482 | 8.7386 | -0.03456 | 15.2295 | -5.8554 | 45.38 | 9.5838 | 42.9655 | 8.4527 | 64.8021 | 6.2184 | 9.879 | -1.0046 | 44.726 | 10.218 | 43.6115 | 8.6939
483 | 8.7295 | -0.046458 | 15.2212 | -5.8598 | 45.348 | 9.5443 | 42.9669 | 8.4544 | 64.8152 | 6.2325 | 9.8745 | -1.0091 | 44.8549 | 10.3469 | 43.5644 | 8.647
484 | 8.7203 | -0.058355 | 15.2129 | -5.8642 | 45.3161 | 9.5048 | 42.9684 | 8.456 | 64.8283 | 6.2465 | 9.8699 | -1.0136 | 44.6062 | 10.0983 | 43.7062 | 8.789
485 | 8.7112 | -0.070253 | 15.2045 | -5.8686 | 45.2841 | 9.4653 | 42.9698 | 8.4577 | 64.8414 | 6.2605 | 9.8653 | -1.0182 | 44.699 | 10.1912 | 43.6272 | 8.7101
486 | 8.702 | -0.08215 | 15.1962 | -5.8729 | 45.2522 | 9.4259 | 42.9713 | 8.4593 | 64.8545 | 6.2745 | 9.8607 | -1.0227 | 44.7246 | 10.2169 | 43.6603 | 8.7434
487 | 8.6929 | -0.081503 | 15.1864 | -5.8975 | 45.2203 | 9.4193 | 42.948 | 8.4363 | 64.8675 | 6.285 | 9.8604 | -1.023 | 44.7733 | 10.2657 | 43.7377 | 8.8211
488 | 8.6857 | -0.080856 | 15.1601 | -5.922 | 45.2015 | 9.4127 | 42.9247 | 8.4132 | 64.879 | 6.2955 | 9.86 | -1.0233 | 44.5844 | 10.0768 | 43.7913 | 8.8748
489 | 8.6799 | -0.080208 | 15.1337 | -5.9465 | 45.1917 | 9.4062 | 42.9014 | 8.3901 | 64.8894 | 6.306 | 9.8596 | -1.0236 | 44.6172 | 10.1097 | 43.7538 | 8.8376
490 | 8.6741 | -0.079561 | 15.1074 | -5.9711 | 45.1819 | 9.3996 | 42.8781 | 8.367 | 64.8998 | 6.3165 | 9.8592 | -1.0239 | 44.7732 | 10.2658 | 43.7422 | 8.8261
491 | 8.6683 | -0.078914 | 15.081 | -5.9956 | 45.1721 | 9.3931 | 42.8549 | 8.344 | 64.9101 | 6.3271 | 9.8589 | -1.0243 | 44.732 | 10.2247 | 43.7408 | 8.8249
492 | 8.6625 | -0.078267 | 15.0547 | -6.0201 | 45.1624 | 9.3865 | 42.8316 | 8.3209 | 64.9205 | 6.3376 | 9.8585 | -1.0246 | 44.7315 | 10.2243 | 43.8258 | 8.9101
493 | 8.6567 | -0.10427 | 15.0279 | -6.051 | 45.1526 | 9.3669 | 42.8355 | 8.325 | 64.9309 | 6.3479 | 9.8506 | -1.0324 | 44.6342 | 10.127 | 43.7588 | 8.8433
494 | 8.6417 | -0.13027 | 14.9963 | -6.0818 | 45.1324 | 9.3473 | 42.8394 | 8.3291 | 64.9347 | 6.3583 | 9.8428 | -1.0402 | 44.6845 | 10.1774 | 43.7152 | 8.7999
495 | 8.6204 | -0.15627 | 14.9647 | -6.1126 | 45.105 | 9.3277 | 42.8434 | 8.3333 | 64.9338 | 6.3687 | 9.8349 | -1.048 | 44.4838 | 9.9768 | 43.8599 | 8.9447
496 | 8.599 | -0.18227 | 14.9331 | -6.1434 | 45.0777 | 9.3082 | 42.8473 | 8.3374 | 64.9329 | 6.3791 | 9.827 | -1.0558 | 44.4817 | 9.9747 | 44.0471 | 9.1322
497 | 8.5777 | -0.20827 | 14.9015 | -6.1742 | 45.0503 | 9.2886 | 42.8512 | 8.3415 | 64.932 | 6.3895 | 9.8192 | -1.0636 | 44.5127 | 10.0059 | 43.9122 | 8.9975
498 | 8.5563 | -0.23426 | 14.8699 | -6.2051 | 45.0229 | 9.269 | 42.8552 | 8.3457 | 64.9311 | 6.3998 | 9.8113 | -1.0714 | 44.5316 | 10.0248 | 43.9113 | 8.9967
499 | 8.5349 | -0.2398 | 14.8386 | -6.2355 | 44.9955 | 9.2171 | 42.8512 | 8.3419 | 64.9302 | 6.3629 | 9.8184 | -1.0642 | 44.4634 | 9.9567 | 43.8737 | 8.9593
500 | 8.5239 | -0.24533 | 14.8107 | -6.266 | 44.9618 | 9.1652 | 42.8472 | 8.3381 | 64.9086 | 6.3259 | 9.8255 | -1.0571 | 44.3729 | 9.8663 | 43.862 | 8.9478
501 | 8.5203 | -0.25086 | 14.7827 | -6.2964 | 44.9235 | 9.1132 | 42.8432 | 8.3343 | 64.8721 | 6.289 | 9.8325 | -1.05 | 44.5355 | 10.0289 | 43.9321 | 9.018
502 | 8.5166 | -0.2564 | 14.7548 | -6.3269 | 44.8852 | 9.0613 | 42.8392 | 8.3305 | 64.8357 | 6.252 | 9.8396 | -1.0429 | 44.4125 | 9.906 | 43.7449 | 8.831
503 | 8.5129 | -0.26193 | 14.7269 | -6.3574 | 44.847 | 9.0094 | 42.8352 | 8.3267 | 64.7992 | 6.215 | 9.8466 | -1.0358 | 44.487 | 9.9806 | 43.8029 | 8.8892
504 | 8.5093 | -0.26746 | 14.6989 | -6.3878 | 44.8087 | 8.9575 | 42.8312 | 8.3229 | 64.7628 | 6.1781 | 9.8537 | -1.0287 | 44.4229 | 9.9166 | 43.9078 | 8.9944
505 | 8.5056 | -0.26429 | 14.6728 | -6.3964 | 44.7704 | 8.964 | 42.8186 | 8.3104 | 64.7264 | 6.1438 | 9.8759 | -1.0064 | 44.2514 | 9.7452 | 43.805 | 8.8917
506 | 8.5082 | -0.26112 | 14.6661 | -6.4049 | 44.752 | 8.9705 | 42.8059 | 8.298 | 64.6934 | 6.1094 | 9.8982 | -0.98405 | 44.3166 | 9.8104 | 43.7376 | 8.8245
507 | 8.5154 | -0.25794 | 14.6594 | -6.4135 | 44.7481 | 8.9769 | 42.7932 | 8.2855 | 64.6629 | 6.0751 | 9.9205 | -0.96175 | 44.3594 | 9.8533 | 43.7016 | 8.7887
508 | 8.5225 | -0.25477 | 14.6527 | -6.4221 | 44.7441 | 8.9834 | 42.7805 | 8.273 | 64.6325 | 6.0407 | 9.9427 | -0.93944 | 44.3116 | 9.8056 | 43.6787 | 8.766
509 | 8.5297 | -0.2516 | 14.646 | -6.4306 | 44.7402 | 8.9899 | 42.7678 | 8.2605 | 64.602 | 6.0064 | 9.9649 | -0.91714 | 44.2238 | 9.7179 | 43.6738 | 8.7613
510 | 8.5368 | -0.24843 | 14.6392 | -6.4392 | 44.7363 | 8.9964 | 42.7552 | 8.248 | 64.5716 | 5.9721 | 9.9872 | -0.89483 | 44.224 | 9.7181 | 43.6143 | 8.7019
511 | 8.544 | -0.22772 | 14.6339 | -6.4303 | 44.7323 | 8.9596 | 42.7432 | 8.2363 | 64.5411 | 5.9545 | 9.9877 | -0.89426 | 44.2545 | 9.7488 | 43.5678 | 8.6556
512 | 8.5581 | -0.20702 | 14.6431 | -6.4215 | 44.7132 | 8.9229 | 42.7313 | 8.2246 | 64.52 | 5.9369 | 9.9882 | -0.89369 | 44.1539 | 9.6483 | 43.5244 | 8.6124
513 | 8.5774 | -0.18631 | 14.6524 | -6.4126 | 44.683 | 8.8862 | 42.7194 | 8.2128 | 64.506 | 5.9194 | 9.9888 | -0.89311 | 44.2007 | 9.6951 | 43.5919 | 8.6801
514 | 8.5967 | -0.16561 | 14.6616 | -6.4037 | 44.6527 | 8.8495 | 42.7074 | 8.2011 | 64.4919 | 5.9018 | 9.9893 | -0.89254 | 44.1882 | 9.6827 | 43.3609 | 8.4493
515 | 8.616 | -0.1449 | 14.6709 | -6.3948 | 44.6225 | 8.8128 | 42.6955 | 8.1893 | 64.4778 | 5.8843 | 9.9898 | -0.89197 | 44.0828 | 9.5774 | 43.3929 | 8.4815
516 | 8.6353 | -0.1242 | 14.6801 | -6.386 | 44.5922 | 8.7761 | 42.6836 | 8.1776 | 64.4637 | 5.8667 | 9.9903 | -0.8914 | 44.1448 | 9.6394 | 43.2909 | 8.3797
517 | 8.6546 | -0.10867 | 14.6899 | -6.3695 | 44.562 | 8.7672 | 42.6792 | 8.1734 | 64.4496 | 5.8641 | 10.0048 | -0.87685 | 43.954 | 9.4487 | 43.3655 | 8.4544
518 | 8.6696 | -0.093132 | 14.7049 | -6.353 | 44.5461 | 8.7583 | 42.6749 | 8.1693 | 64.4429 | 5.8615 | 10.0193 | -0.8623 | 44.0331 | 9.528 | 43.2527 | 8.3417
519 | 8.6813 | -0.077599 | 14.72 | -6.3365 | 44.5412 | 8.7494 | 42.6705 | 8.1651 | 64.4419 | 5.8589 | 10.0338 | -0.84775 | 43.9551 | 9.45 | 43.1227 | 8.212
520 | 8.6931 | -0.062066 | 14.7351 | -6.3201 | 44.5363 | 8.7406 | 42.6662 | 8.161 | 64.4409 | 5.8563 | 10.0483 | -0.8332 | 43.9672 | 9.4621 | 43.1908 | 8.2803
521 | 8.7048 | -0.046532 | 14.7502 | -6.3036 | 44.5313 | 8.7317 | 42.6618 | 8.1568 | 64.4399 | 5.8537 | 10.0628 | -0.81865 | 43.9286 | 9.4236 | 43.1267 | 8.2164
522 | 8.7166 | -0.030999 | 14.7652 | -6.2871 | 44.5264 | 8.7228 | 42.6575 | 8.1526 | 64.4388 | 5.8512 | 10.0773 | -0.8041 | 43.9363 | 9.4314 | 42.8934 | 7.9832
523 | 8.7283 | -0.030548 | 14.7801 | -6.2747 | 44.5214 | 8.7311 | 42.6467 | 8.1421 | 64.4378 | 5.8555 | 10.0612 | -0.82015 | 43.8121 | 9.3073 | 42.9232 | 8.0131
524 | 8.7335 | -0.030097 | 14.7923 | -6.2623 | 44.5211 | 8.7395 | 42.6359 | 8.1315 | 64.439 | 5.8599 | 10.0451 | -0.83619 | 43.858 | 9.3533 | 42.8735 | 7.9637
525 | 8.7338 | -0.029646 | 14.8045 | -6.2499 | 44.5243 | 8.7478 | 42.6251 | 8.1209 | 64.4418 | 5.8643 | 10.029 | -0.85224 | 43.6603 | 9.1557 | 42.7752 | 7.8655
526 | 8.734 | -0.029196 | 14.8168 | -6.2375 | 44.5275 | 8.7562 | 42.6143 | 8.1103 | 64.4447 | 5.8686 | 10.0129 | -0.86828 | 43.6209 | 9.1163 | 42.862 | 7.9526
527 | 8.7342 | -0.028745 | 14.829 | -6.2251 | 44.5307 | 8.7645 | 42.6036 | 8.0997 | 64.4475 | 5.873 | 9.9969 | -0.88433 | 43.6995 | 9.1951 | 42.8386 | 7.9293
528 | 8.7344 | -0.028294 | 14.8413 | -6.2127 | 44.5339 | 8.7728 | 42.5928 | 8.0891 | 64.4504 | 5.8774 | 9.9808 | -0.90038 | 43.8109 | 9.3066 | 42.6905 | 7.7814
529 | 8.7347 | -0.028046 | 14.8537 | -6.1964 | 44.5371 | 8.7605 | 42.6119 | 8.1084 | 64.4532 | 5.8758 | 9.9702 | -0.91093 | 43.662 | 9.1577 | 42.7454 | 7.8364
530 | 8.7339 | -0.027798 | 14.8678 | -6.1801 | 44.5313 | 8.7482 | 42.6311 | 8.1278 | 64.4561 | 5.8742 | 9.9596 | -0.92148 | 43.7013 | 9.1971 | 42.6226 | 7.7139
531 | 8.7323 | -0.02755 | 14.882 | -6.1638 | 44.5183 | 8.7359 | 42.6503 | 8.1472 | 64.4591 | 5.8726 | 9.949 | -0.93203 | 43.5567 | 9.0526 | 42.6182 | 7.7096
532 | 8.7307 | -0.027302 | 14.8961 | -6.1475 | 44.5053 | 8.7235 | 42.6695 | 8.1665 | 64.4621 | 5.871 | 9.9384 | -0.94258 | 43.5828 | 9.0787 | 42.4651 | 7.5566
533 | 8.7292 | -0.027054 | 14.9103 | -6.1312 | 44.4923 | 8.7112 | 42.6886 | 8.1859 | 64.4651 | 5.8695 | 9.9278 | -0.95313 | 43.5247 | 9.0208 | 42.5336 | 7.6253
534 | 8.7276 | -0.026806 | 14.9244 | -6.1149 | 44.4793 | 8.6989 | 42.7078 | 8.2052 | 64.4681 | 5.8679 | 9.9172 | -0.96369 | 43.7487 | 9.2449 | 42.6144 | 7.7063
535 | 8.726 | -0.033381 | 14.9379 | -6.1078 | 44.4663 | 8.6845 | 42.7192 | 8.2168 | 64.4712 | 5.8857 | 9.9067 | -0.97416 | 43.5814 | 9.0776 | 42.4943 | 7.5865
536 | 8.7217 | -0.039956 | 14.9446 | -6.1007 | 44.4533 | 8.6701 | 42.7306 | 8.2284 | 64.4858 | 5.9036 | 9.8961 | -0.98463 | 43.5458 | 9.0421 | 42.5304 | 7.6226
537 | 8.7153 | -0.04653 | 14.9514 | -6.0936 | 44.4403 | 8.6557 | 42.7421 | 8.2401 | 64.5099 | 5.9215 | 9.8856 | -0.9951 | 43.6229 | 9.1193 | 42.4747 | 7.5671
538 | 8.7088 | -0.053105 | 14.9581 | -6.0865 | 44.4273 | 8.6413 | 42.7535 | 8.2517 | 64.534 | 5.9394 | 9.8751 | -1.0056 | 43.6548 | 9.1513 | 42.4647 | 7.5574
539 | 8.7023 | -0.059679 | 14.9648 | -6.0794 | 44.4143 | 8.6269 | 42.7649 | 8.2633 | 64.5581 | 5.9573 | 9.8646 | -1.016 | 43.6094 | 9.1059 | 42.4482 | 7.541
540 | 8.6959 | -0.066254 | 14.9715 | -6.0723 | 44.4012 | 8.6125 | 42.7763 | 8.2749 | 64.5822 | 5.9752 | 9.8541 | -1.0265 | 43.5533 | 9.0499 | 42.3692 | 7.4621
541 | 8.6894 | -0.071644 | 14.9784 | -6.0628 | 44.3882 | 8.6046 | 42.7357 | 8.2344 | 64.6063 | 6.0191 | 9.8506 | -1.0299 | 43.5214 | 9.0182 | 42.5922 | 7.6854
542 | 8.6844 | -0.077034 | 14.9866 | -6.0533 | 44.3801 | 8.5966 | 42.695 | 8.1939 | 64.6419 | 6.0631 | 9.8471 | -1.0334 | 43.4485 | 8.9453 | 42.5355 | 7.6288
543 | 8.6806 | -0.082425 | 14.9948 | -6.0438 | 44.3759 | 8.5887 | 42.6543 | 8.1534 | 64.6869 | 6.107 | 9.8436 | -1.0368 | 43.6602 | 9.1571 | 42.5391 | 7.6326
544 | 8.6768 | -0.087815 | 15.003 | -6.0343 | 44.3717 | 8.5807 | 42.6137 | 8.113 | 64.732 | 6.151 | 9.8402 | -1.0402 | 43.5359 | 9.0328 | 42.6028 | 7.6965
545 | 8.673 | -0.093205 | 15.0112 | -6.0248 | 44.3675 | 8.5727 | 42.573 | 8.0725 | 64.777 | 6.1949 | 9.8367 | -1.0437 | 43.606 | 9.1031 | 42.6093 | 7.7031
546 | 8.6692 | -0.098595 | 15.0194 | -6.0152 | 44.3633 | 8.5648 | 42.5324 | 8.032 | 64.8221 | 6.2389 | 9.8332 | -1.0471 | 43.4692 | 8.9664 | 42.6382 | 7.7322
547 | 8.6654 | -0.096699 | 15.027 | -6.0096 | 44.3591 | 8.5731 | 42.5169 | 8.0167 | 64.8671 | 6.2877 | 9.8382 | -1.042 | 43.4021 | 8.8994 | 42.7422 | 7.8364
548 | 8.6619 | -0.094803 | 15.0287 | -6.004 | 44.357 | 8.5814 | 42.5014 | 8.0014 | 64.9077 | 6.3366 | 9.8433 | -1.037 | 43.3934 | 8.8907 | 42.6381 | 7.7324
549 | 8.6586 | -0.092907 | 15.0304 | -5.9983 | 44.3568 | 8.5897 | 42.4859 | 7.9861 | 64.9446 | 6.3854 | 9.8483 | -1.0319 | 43.3724 | 8.8698 | 42.6754 | 7.7699
550 | 8.6554 | -0.091012 | 15.032 | -5.9927 | 44.3565 | 8.598 | 42.4705 | 7.9708 | 64.9816 | 6.4342 | 9.8533 | -1.0269 | 43.4344 | 8.9319 | 42.72 | 7.8147
551 | 8.6521 | -0.089116 | 15.0337 | -5.9871 | 44.3563 | 8.6063 | 42.455 | 7.9556 | 65.0185 | 6.4831 | 9.8583 | -1.0218 | 43.3679 | 8.8654 | 42.7382 | 7.833
552 | 8.6489 | -0.08722 | 15.0353 | -5.9814 | 44.356 | 8.6146 | 42.4395 | 7.9403 | 65.0554 | 6.5319 | 9.8633 | -1.0167 | 43.3519 | 8.8496 | 42.8161 | 7.9111
553 | 8.6456 | -0.10576 | 15.0353 | -5.9974 | 44.3558 | 8.5885 | 42.4461 | 7.947 | 65.0923 | 6.5321 | 9.8427 | -1.0373 | 43.3227 | 8.8204 | 42.7848 | 7.88
554 | 8.6355 | -0.1243 | 15.0186 | -6.0133 | 44.3443 | 8.5623 | 42.4526 | 7.9538 | 65.1131 | 6.5323 | 9.8221 | -1.0579 | 43.2997 | 8.7976 | 42.8109 | 7.9062
555 | 8.6195 | -0.14284 | 15.002 | -6.0292 | 44.3232 | 8.5361 | 42.4592 | 7.9605 | 65.1202 | 6.5326 | 9.8014 | -1.0785 | 43.2157 | 8.7137 | 42.9762 | 8.0717
556 | 8.6035 | -0.16139 | 14.9853 | -6.0451 | 44.3022 | 8.5099 | 42.4658 | 7.9672 | 65.1273 | 6.5328 | 9.7808 | -1.0991 | 43.3045 | 8.8025 | 42.8521 | 7.9478
557 | 8.5875 | -0.17993 | 14.9686 | -6.061 | 44.2812 | 8.4838 | 42.4723 | 7.974 | 65.1344 | 6.533 | 9.7601 | -1.1197 | 43.1362 | 8.6343 | 42.9663 | 8.0621
558 | 8.5716 | -0.19847 | 14.9519 | -6.077 | 44.2601 | 8.4576 | 42.4789 | 7.9807 | 65.1415 | 6.5332 | 9.7395 | -1.1403 | 43.3068 | 8.805 | 42.993 | 8.089
559 | 8.5556 | -0.20585 | 14.935 | -6.0932 | 44.2391 | 8.4532 | 42.4566 | 7.9586 | 65.1486 | 6.562 | 9.7482 | -1.1315 | 43.2558 | 8.7541 | 43.0289 | 8.125
560 | 8.5437 | -0.21323 | 14.9148 | -6.1095 | 44.2244 | 8.4488 | 42.4342 | 7.9364 | 65.1603 | 6.5908 | 9.757 | -1.1227 | 43.296 | 8.7943 | 43.1231 | 8.2194
561 | 8.5355 | -0.22061 | 14.8947 | -6.1258 | 44.2153 | 8.4444 | 42.4119 | 7.9142 | 65.1759 | 6.6196 | 9.7657 | -1.114 | 43.1371 | 8.6356 | 43.0897 | 8.1861
562 | 8.5273 | -0.22799 | 14.8746 | -6.1421 | 44.2061 | 8.44 | 42.3895 | 7.8921 | 65.1915 | 6.6484 | 9.7744 | -1.1052 | 43.1537 | 8.6522 | 42.9901 | 8.0868
563 | 8.5191 | -0.23537 | 14.8545 | -6.1584 | 44.197 | 8.4356 | 42.3672 | 7.8699 | 65.2071 | 6.6771 | 9.7832 | -1.0964 | 43.2058 | 8.7044 | 43.083 | 8.1798
564 | 8.5109 | -0.24274 | 14.8344 | -6.1747 | 44.1878 | 8.4312 | 42.3448 | 7.8477 | 65.2228 | 6.7059 | 9.7919 | -1.0876 | 43.0103 | 8.509 | 43.1917 | 8.2887
565 | 8.5027 | -0.25282 | 14.8128 | -6.2117 | 44.1787 | 8.4082 | 42.3657 | 7.8688 | 65.2384 | 6.6813 | 9.8047 | -1.0749 | 43.1254 | 8.6242 | 43.1442 | 8.2413
566 | 8.4935 | -0.2629 | 14.7766 | -6.2488 | 44.1622 | 8.3851 | 42.3866 | 7.8899 | 65.2302 | 6.6567 | 9.8174 | -1.0621 | 43.1545 | 8.6534 | 43.0609 | 8.1582
567 | 8.4834 | -0.27298 | 14.7404 | -6.2858 | 44.1392 | 8.3621 | 42.4075 | 7.911 | 65.2009 | 6.6321 | 9.8301 | -1.0494 | 42.9857 | 8.4847 | 43.1809 | 8.2784
568 | 8.4733 | -0.28306 | 14.7042 | -6.3229 | 44.1161 | 8.339 | 42.4284 | 7.932 | 65.1715 | 6.6075 | 9.8428 | -1.0366 | 43.1087 | 8.6077 | 43.007 | 8.1046
569 | 8.4632 | -0.29314 | 14.668 | -6.3599 | 44.0931 | 8.316 | 42.4493 | 7.9531 | 65.1421 | 6.583 | 9.8555 | -1.0238 | 43.1006 | 8.5997 | 43.0813 | 8.1791
570 | 8.4532 | -0.30322 | 14.6318 | -6.3969 | 44.07 | 8.293 | 42.4702 | 7.9742 | 65.1128 | 6.5584 | 9.8683 | -1.0111 | 42.8729 | 8.3722 | 43.1366 | 8.2346
571 | 8.4431 | -0.31256 | 14.5967 | -6.4239 | 44.047 | 8.2707 | 42.4576 | 7.9617 | 65.0834 | 6.5148 | 9.8664 | -1.0129 | 43.0426 | 8.5419 | 43.0512 | 8.1494
572 | 8.4348 | -0.32191 | 14.572 | -6.4509 | 44.0258 | 8.2484 | 42.445 | 7.9493 | 65.0508 | 6.4712 | 9.8645 | -1.0148 | 42.9981 | 8.4975 | 43.163 | 8.2613
573 | 8.428 | -0.33125 | 14.5473 | -6.4778 | 44.0063 | 8.226 | 42.4323 | 7.9368 | 65.0151 | 6.4276 | 9.8626 | -1.0167 | 43.2498 | 8.7493 | 43.0815 | 8.1799
574 | 8.4213 | -0.3406 | 14.5226 | -6.5048 | 43.9869 | 8.2037 | 42.4197 | 7.9244 | 64.9794 | 6.384 | 9.8606 | -1.0185 | 43.0013 | 8.5009 | 43.1862 | 8.2848
575 | 8.4146 | -0.34995 | 14.4979 | -6.5318 | 43.9674 | 8.1814 | 42.4071 | 7.9119 | 64.9438 | 6.3404 | 9.8587 | -1.0204 | 43.0342 | 8.5338 | 43.0508 | 8.1495
576 | 8.4079 | -0.35929 | 14.4732 | -6.5588 | 43.9479 | 8.1591 | 42.3944 | 7.8995 | 64.9081 | 6.2968 | 9.8568 | -1.0223 | 43.1644 | 8.6642 | 42.999 | 8.0979
577 | 8.4011 | -0.35733 | 14.4501 | -6.5662 | 43.9284 | 8.149 | 42.3851 | 7.8903 | 64.8724 | 6.2857 | 9.8521 | -1.027 | 43.0303 | 8.5301 | 42.9852 | 8.0843
578 | 8.4006 | -0.35536 | 14.4422 | -6.5737 | 43.9145 | 8.1389 | 42.3758 | 7.8811 | 64.8464 | 6.2746 | 9.8474 | -1.0316 | 43.0182 | 8.5182 | 43.0603 | 8.1595
579 | 8.4058 | -0.3534 | 14.4342 | -6.5812 | 43.9057 | 8.1288 | 42.3664 | 7.8719 | 64.8294 | 6.2635 | 9.8427 | -1.0363 | 43.0551 | 8.5551 | 43.0167 | 8.1161
580 | 8.4109 | -0.35144 | 14.4263 | -6.5886 | 43.8969 | 8.1187 | 42.3571 | 7.8628 | 64.8123 | 6.2524 | 9.8379 | -1.041 | 43.0393 | 8.5394 | 42.9558 | 8.0553
581 | 8.4161 | -0.34948 | 14.4183 | -6.5961 | 43.8882 | 8.1085 | 42.3477 | 7.8536 | 64.7953 | 6.2413 | 9.8332 | -1.0457 | 43.1195 | 8.6197 | 42.8876 | 7.9873
582 | 8.4213 | -0.34751 | 14.4103 | -6.6036 | 43.8794 | 8.0984 | 42.3384 | 7.8444 | 64.7782 | 6.2301 | 9.8285 | -1.0504 | 42.9245 | 8.4248 | 42.918 | 8.0178
583 | 8.4264 | -0.33187 | 14.4027 | -6.61 | 43.8706 | 8.0945 | 42.3488 | 7.855 | 64.7612 | 6.1954 | 9.8424 | -1.0364 | 42.9949 | 8.4953 | 42.845 | 7.945
584 | 8.4366 | -0.31624 | 14.3986 | -6.6164 | 43.8626 | 8.0906 | 42.3593 | 7.8656 | 64.74 | 6.1606 | 9.8564 | -1.0224 | 43.0256 | 8.5261 | 42.7857 | 7.8859
585 | 8.4515 | -0.3006 | 14.3945 | -6.6228 | 43.8552 | 8.0866 | 42.3697 | 7.8762 | 64.7148 | 6.1258 | 9.8703 | -1.0085 | 42.9337 | 8.4343 | 42.7904 | 7.8907
586 | 8.4663 | -0.28496 | 14.3903 | -6.6292 | 43.8478 | 8.0827 | 42.3801 | 7.8868 | 64.6897 | 6.0911 | 9.8843 | -0.99448 | 43.1047 | 8.6053 | 42.8093 | 7.9097
587 | 8.4812 | -0.26933 | 14.3862 | -6.6356 | 43.8405 | 8.0788 | 42.3906 | 7.8975 | 64.6646 | 6.0563 | 9.8982 | -0.98051 | 42.9523 | 8.4531 | 42.7764 | 7.877
588 | 8.496 | -0.25369 | 14.382 | -6.642 | 43.8331 | 8.0749 | 42.401 | 7.9081 | 64.6395 | 6.0215 | 9.9121 | -0.96653 | 43.1168 | 8.6176 | 42.6446 | 7.7454
589 | 8.5109 | -0.24053 | 14.3796 | -6.6291 | 43.8257 | 8.0578 | 42.3905 | 7.8977 | 64.6144 | 6.026 | 9.9095 | -0.96917 | 43.1479 | 8.6488 | 42.6482 | 7.7492
590 | 8.5267 | -0.22737 | 14.3926 | -6.6163 | 43.8149 | 8.0408 | 42.3799 | 7.8873 | 64.6046 | 6.0305 | 9.9068 | -0.9718 | 43.2553 | 8.7563 | 42.6455 | 7.7466
591 | 8.5434 | -0.21421 | 14.4057 | -6.6035 | 43.8008 | 8.0237 | 42.3694 | 7.877 | 64.6095 | 6.035 | 9.9041 | -0.97444 | 43.1792 | 8.6803 | 42.6229 | 7.7242
592 | 8.5602 | -0.20105 | 14.4188 | -6.5907 | 43.7867 | 8.0066 | 42.3589 | 7.8666 | 64.6145 | 6.0395 | 9.9015 | -0.97707 | 43.0215 | 8.5227 | 42.6637 | 7.7651
593 | 8.577 | -0.1879 | 14.4318 | -6.5778 | 43.7726 | 7.9896 | 42.3483 | 7.8562 | 64.6194 | 6.044 | 9.8988 | -0.97971 | 43.2447 | 8.746 | 42.6393 | 7.7408
594 | 8.5937 | -0.17474 | 14.4449 | -6.565 | 43.7585 | 7.9725 | 42.3378 | 7.8459 | 64.6244 | 6.0485 | 9.8961 | -0.98234 | 43.1483 | 8.6497 | 42.5158 | 7.6175
595 | 8.6105 | -0.14641 | 14.4584 | -6.5463 | 43.7444 | 7.9681 | 42.3452 | 7.8534 | 64.6293 | 6.0551 | 9.9026 | -0.97584 | 43.1947 | 8.6962 | 42.4865 | 7.5883
596 | 8.6333 | -0.11809 | 14.4761 | -6.5277 | 43.7341 | 7.9636 | 42.3526 | 7.861 | 64.6344 | 6.0618 | 9.9091 | -0.96933 | 43.1769 | 8.6785 | 42.5513 | 7.6532
597 | 8.6622 | -0.08977 | 14.4937 | -6.509 | 43.7276 | 7.9591 | 42.3599 | 7.8685 | 64.6397 | 6.0684 | 9.9155 | -0.96283 | 43.1525 | 8.6542 | 42.4866 | 7.5887
598 | 8.691 | -0.061448 | 14.5113 | -6.4903 | 43.721 | 7.9546 | 42.3673 | 7.8761 | 64.645 | 6.0751 | 9.922 | -0.95632 | 43.1296 | 8.6314 | 42.3403 | 7.4426
599 | 8.7199 | -0.033125 | 14.5289 | -6.4716 | 43.7145 | 7.9501 | 42.3747 | 7.8836 | 64.6502 | 6.0817 | 9.9285 | -0.94982 | 43.1848 | 8.6866 | 42.2518 | 7.3542
600 | 8.7487 | -0.0048032 | 14.5465 | -6.4529 | 43.708 | 7.9457 | 42.3821 | 7.8912 | 64.6555 | 6.0884 | 9.935 | -0.94332 | 43.1398 | 8.6418 | 42.3344 | 7.437
601 | 8.7775 | 0.026271 | 14.5639 | -6.4372 | 43.7014 | 7.9337 | 42.3474 | 7.8566 | 64.6608 | 6.0899 | 9.9345 | -0.94372 | 43.1073 | 8.6093 | 42.3177 | 7.4204
602 | 8.8006 | 0.057346 | 14.5791 | -6.4214 | 43.6927 | 7.9217 | 42.3126 | 7.822 | 64.6663 | 6.0914 | 9.9341 | -0.94413 | 43.1604 | 8.6625 | 42.2782 | 7.3811
603 | 8.8178 | 0.08842 | 14.5943 | -6.4057 | 43.6819 | 7.9097 | 42.2779 | 7.7875 | 64.6721 | 6.0929 | 9.9336 | -0.94454 | 42.9752 | 8.4774 | 42.2772 | 7.3803
604 | 8.8351 | 0.11949 | 14.6096 | -6.39 | 43.671 | 7.8977 | 42.2432 | 7.7529 | 64.6778 | 6.0944 | 9.9332 | -0.94495 | 42.9843 | 8.4867 | 42.2089 | 7.3121
605 | 8.8523 | 0.15057 | 14.6248 | -6.3742 | 43.6602 | 7.8857 | 42.2084 | 7.7184 | 64.6836 | 6.0959 | 9.9328 | -0.94536 | 43.113 | 8.6154 | 42.1534 | 7.2567
606 | 8.8696 | 0.18164 | 14.64 | -6.3585 | 43.6494 | 7.8737 | 42.1737 | 7.6838 | 64.6893 | 6.0974 | 9.9323 | -0.94577 | 42.9353 | 8.4378 | 42.1679 | 7.2714
607 | 8.8868 | 0.15826 | 14.6551 | -6.3422 | 43.6385 | 7.8671 | 42.1604 | 7.6707 | 64.6951 | 6.1162 | 9.9159 | -0.96216 | 42.9384 | 8.441 | 42.1395 | 7.2431
608 | 8.888 | 0.13487 | 14.6698 | -6.3259 | 43.6252 | 7.8604 | 42.1471 | 7.6575 | 64.7037 | 6.1351 | 9.8994 | -0.97856 | 42.8358 | 8.3385 | 42.1763 | 7.2801
609 | 8.8728 | 0.11148 | 14.6844 | -6.3096 | 43.6093 | 7.8537 | 42.1338 | 7.6444 | 64.7151 | 6.1539 | 9.883 | -0.99495 | 42.884 | 8.3867 | 42.0954 | 7.1993
610 | 8.8575 | 0.08809 | 14.699 | -6.2932 | 43.5934 | 7.847 | 42.1205 | 7.6313 | 64.7265 | 6.1727 | 9.8666 | -1.0113 | 42.9044 | 8.4072 | 42.0549 | 7.159
611 | 8.8423 | 0.064701 | 14.7136 | -6.2769 | 43.5776 | 7.8404 | 42.1072 | 7.6181 | 64.7379 | 6.1916 | 9.8502 | -1.0277 | 42.8357 | 8.3387 | 42.0713 | 7.1755
612 | 8.827 | 0.041313 | 14.7282 | -6.2606 | 43.5617 | 7.8337 | 42.0939 | 7.605 | 64.7493 | 6.2104 | 9.8337 | -1.0441 | 42.8794 | 8.3825 | 42.0804 | 7.1848
613 | 8.8117 | 0.050942 | 14.7421 | -6.2516 | 43.5458 | 7.7912 | 42.0619 | 7.5731 | 64.7607 | 6.2001 | 9.831 | -1.0469 | 42.7722 | 8.2754 | 41.9682 | 7.0727
614 | 8.8035 | 0.060572 | 14.7489 | -6.2426 | 43.5222 | 7.7487 | 42.0298 | 7.5412 | 64.7642 | 6.1897 | 9.8282 | -1.0496 | 42.6636 | 8.1669 | 41.9921 | 7.0968
615 | 8.8026 | 0.070201 | 14.7557 | -6.2336 | 43.4904 | 7.7062 | 41.9977 | 7.5092 | 64.7593 | 6.1794 | 9.8255 | -1.0523 | 42.5717 | 8.0751 | 42.0545 | 7.1593
616 | 8.8016 | 0.079831 | 14.7626 | -6.2246 | 43.4587 | 7.6636 | 41.9656 | 7.4773 | 64.7544 | 6.1691 | 9.8227 | -1.055 | 42.5909 | 8.0944 | 41.9792 | 7.0842
617 | 8.8007 | 0.089461 | 14.7694 | -6.2156 | 43.427 | 7.6211 | 41.9335 | 7.4454 | 64.7495 | 6.1587 | 9.82 | -1.0577 | 42.5151 | 8.0187 | 41.9503 | 7.0554
618 | 8.7997 | 0.09909 | 14.7762 | -6.2066 | 43.3953 | 7.5786 | 41.9014 | 7.4135 | 64.7446 | 6.1484 | 9.8172 | -1.0604 | 42.6262 | 8.1298 | 42.1009 | 7.2061
619 | 8.7988 | 0.067525 | 14.782 | -6.2082 | 43.3635 | 7.5796 | 41.9198 | 7.432 | 64.7397 | 6.1599 | 9.8102 | -1.0675 | 42.453 | 7.9567 | 42.0463 | 7.1517
620 | 8.7839 | 0.035961 | 14.779 | -6.2097 | 43.3448 | 7.5805 | 41.9382 | 7.4505 | 64.7435 | 6.1715 | 9.8032 | -1.0745 | 42.2449 | 7.7487 | 42.0842 | 7.1897
621 | 8.754 | 0.004396 | 14.776 | -6.2113 | 43.3398 | 7.5815 | 41.9565 | 7.469 | 64.7568 | 6.183 | 9.7961 | -1.0815 | 42.3514 | 7.8553 | 42.0725 | 7.1781
622 | 8.7241 | -0.027169 | 14.773 | -6.2129 | 43.3348 | 7.5824 | 41.9749 | 7.4875 | 64.77 | 6.1945 | 9.7891 | -1.0885 | 42.2763 | 7.7803 | 42.1033 | 7.2091
623 | 8.6943 | -0.058733 | 14.77 | -6.2145 | 43.3299 | 7.5834 | 41.9932 | 7.5061 | 64.7832 | 6.2061 | 9.7821 | -1.0955 | 42.2573 | 7.7614 | 42.1119 | 7.2179
624 | 8.6644 | -0.090298 | 14.7669 | -6.2161 | 43.3249 | 7.5843 | 42.0116 | 7.5246 | 64.7964 | 6.2176 | 9.775 | -1.1025 | 42.2229 | 7.7271 | 42.1376 | 7.2437
625 | 8.6346 | -0.11445 | 14.7634 | -6.2234 | 43.32 | 7.5627 | 41.9927 | 7.5059 | 64.8097 | 6.2362 | 9.7793 | -1.0982 | 42.1213 | 7.6256 | 42.2232 | 7.3294
626 | 8.6088 | -0.1386 | 14.7554 | -6.2307 | 43.3128 | 7.541 | 41.9739 | 7.4872 | 64.826 | 6.2547 | 9.7835 | -1.0939 | 42.3386 | 7.843 | 42.2196 | 7.3259
627 | 8.5876 | -0.16275 | 14.7474 | -6.2379 | 43.3032 | 7.5194 | 41.955 | 7.4685 | 64.8456 | 6.2732 | 9.7878 | -1.0897 | 42.1677 | 7.6722 | 42.1643 | 7.2708
628 | 8.5664 | -0.1869 | 14.7394 | -6.2452 | 43.2936 | 7.4977 | 41.9361 | 7.4498 | 64.8653 | 6.2917 | 9.792 | -1.0854 | 42.1901 | 7.6947 | 42.2597 | 7.3663
629 | 8.5451 | -0.21106 | 14.7314 | -6.2525 | 43.2839 | 7.476 | 41.9173 | 7.4311 | 64.8849 | 6.3103 | 9.7963 | -1.0811 | 42.0585 | 7.5632 | 42.3256 | 7.4323
630 | 8.5239 | -0.23521 | 14.7234 | -6.2597 | 43.2743 | 7.4544 | 41.8984 | 7.4124 | 64.9046 | 6.3288 | 9.8005 | -1.0769 | 42.022 | 7.5268 | 42.2903 | 7.3972
631 | 8.5027 | -0.2472 | 14.7151 | -6.268 | 43.2647 | 7.4809 | 41.9093 | 7.4234 | 64.9243 | 6.3521 | 9.8147 | -1.0626 | 42.1294 | 7.6343 | 42.3926 | 7.4996
632 | 8.4881 | -0.25919 | 14.7043 | -6.2763 | 43.2715 | 7.5074 | 41.9201 | 7.4344 | 64.944 | 6.3754 | 9.8289 | -1.0484 | 42.0513 | 7.5563 | 42.3136 | 7.4208
633 | 8.4808 | -0.27119 | 14.6935 | -6.2847 | 43.2963 | 7.5339 | 41.931 | 7.4454 | 64.9638 | 6.3987 | 9.8431 | -1.0341 | 42.01 | 7.5151 | 42.37 | 7.4773
634 | 8.4736 | -0.28318 | 14.6827 | -6.293 | 43.3212 | 7.5604 | 41.9418 | 7.4564 | 64.9836 | 6.422 | 9.8574 | -1.0199 | 41.9839 | 7.489 | 42.3944 | 7.5019
635 | 8.4663 | -0.29517 | 14.6718 | -6.3013 | 43.346 | 7.587 | 41.9527 | 7.4674 | 65.0034 | 6.4453 | 9.8716 | -1.0056 | 41.9066 | 7.4119 | 42.4096 | 7.5172
636 | 8.4591 | -0.30716 | 14.661 | -6.3096 | 43.3709 | 7.6135 | 41.9635 | 7.4784 | 65.0232 | 6.4686 | 9.8858 | -0.99138 | 41.9877 | 7.4931 | 42.3813 | 7.4891
637 | 8.4518 | -0.29987 | 14.6491 | -6.3309 | 43.3958 | 7.6342 | 42.0072 | 7.5222 | 65.043 | 6.4785 | 9.8887 | -0.98846 | 41.8835 | 7.389 | 42.5123 | 7.6202
638 | 8.4499 | -0.29258 | 14.6281 | -6.3523 | 43.4154 | 7.655 | 42.0508 | 7.566 | 65.0572 | 6.4884 | 9.8916 | -0.98555 | 41.9091 | 7.4147 | 42.5052 | 7.6133
639 | 8.4541 | -0.28529 | 14.607 | -6.3737 | 43.4291 | 7.6757 | 42.0944 | 7.6098 | 65.0651 | 6.4983 | 9.8945 | -0.98263 | 41.9322 | 7.4379 | 42.4548 | 7.5629
640 | 8.4582 | -0.278 | 14.586 | -6.3951 | 43.4428 | 7.6965 | 42.138 | 7.6535 | 65.0729 | 6.5082 | 9.8973 | -0.97971 | 41.9337 | 7.4394 | 42.4323 | 7.5406
641 | 8.4624 | -0.27071 | 14.5649 | -6.4164 | 43.4565 | 7.7172 | 42.1816 | 7.6973 | 65.0808 | 6.5181 | 9.9002 | -0.9768 | 41.952 | 7.4578 | 42.4101 | 7.5185
642 | 8.4665 | -0.26342 | 14.5439 | -6.4378 | 43.4703 | 7.738 | 42.2253 | 7.7411 | 65.0887 | 6.528 | 9.9031 | -0.97388 | 41.8683 | 7.3742 | 42.4522 | 7.5608
643 | 8.4707 | -0.26777 | 14.5234 | -6.4533 | 43.484 | 7.732 | 42.2307 | 7.7467 | 65.0966 | 6.5303 | 9.8957 | -0.98125 | 41.9464 | 7.4524 | 42.5162 | 7.6249
644 | 8.4711 | -0.27212 | 14.5077 | -6.4688 | 43.4913 | 7.726 | 42.2362 | 7.7523 | 65.1024 | 6.5326 | 9.8883 | -0.98861 | 41.7786 | 7.2848 | 42.4208 | 7.5297
645 | 8.4674 | -0.27646 | 14.4919 | -6.4842 | 43.4914 | 7.72 | 42.2417 | 7.758 | 65.1058 | 6.535 | 9.881 | -0.99598 | 41.7872 | 7.2934 | 42.4473 | 7.5563
646 | 8.4637 | -0.28081 | 14.4762 | -6.4997 | 43.4914 | 7.714 | 42.2471 | 7.7636 | 65.1093 | 6.5373 | 9.8735 | -1.0033 | 41.7812 | 7.2876 | 42.4114 | 7.5205
647 | 8.4599 | -0.28516 | 14.4605 | -6.5152 | 43.4914 | 7.708 | 42.2526 | 7.7692 | 65.1127 | 6.5396 | 9.8662 | -1.0107 | 41.7631 | 7.2695 | 42.3703 | 7.4795
648 | 8.4562 | -0.2895 | 14.4448 | -6.5306 | 43.4915 | 7.702 | 42.2581 | 7.7748 | 65.1162 | 6.5419 | 9.8588 | -1.0181 | 41.7878 | 7.2943 | 42.4507 | 7.56
649 | 8.4525 | -0.29079 | 14.429 | -6.5441 | 43.4915 | 7.7202 | 42.2739 | 7.7908 | 65.1196 | 6.549 | 9.8678 | -1.009 | 41.873 | 7.3797 | 42.3336 | 7.4431
650 | 8.4513 | -0.29208 | 14.4132 | -6.5576 | 43.4959 | 7.7385 | 42.2897 | 7.8067 | 65.1192 | 6.556 | 9.8769 | -0.99994 | 41.7872 | 7.2939 | 42.3255 | 7.4352
651 | 8.4533 | -0.29337 | 14.3973 | -6.5711 | 43.5055 | 7.7568 | 42.3055 | 7.8227 | 65.1143 | 6.563 | 9.8859 | -0.99086 | 41.8235 | 7.3304 | 42.4129 | 7.5227
652 | 8.4552 | -0.29466 | 14.3814 | -6.5846 | 43.5151 | 7.7751 | 42.3213 | 7.8386 | 65.1093 | 6.57 | 9.895 | -0.98179 | 41.86 | 7.3669 | 42.3988 | 7.5087
653 | 8.4572 | -0.29595 | 14.3656 | -6.5981 | 43.5247 | 7.7933 | 42.3371 | 7.8546 | 65.1044 | 6.577 | 9.904 | -0.97271 | 41.9533 | 7.4604 | 42.3805 | 7.4905
654 | 8.4591 | -0.29724 | 14.3497 | -6.6116 | 43.5343 | 7.8116 | 42.3528 | 7.8705 | 65.0995 | 6.5841 | 9.9131 | -0.96364 | 41.9036 | 7.4107 | 42.3649 | 7.4751
655 | 8.461 | -0.28532 | 14.3331 | -6.6374 | 43.5439 | 7.7969 | 42.3128 | 7.8306 | 65.0945 | 6.5449 | 9.9028 | -0.97385 | 41.9631 | 7.4703 | 42.2558 | 7.3661
656 | 8.4667 | -0.27341 | 14.31 | -6.6631 | 43.5424 | 7.7822 | 42.2727 | 7.7907 | 65.0783 | 6.5058 | 9.8926 | -0.98406 | 42.0273 | 7.5346 | 42.3433 | 7.4537
657 | 8.4769 | -0.26149 | 14.2869 | -6.6889 | 43.5276 | 7.7676 | 42.2327 | 7.7508 | 65.0485 | 6.4667 | 9.8824 | -0.99427 | 42.0174 | 7.5249 | 42.3037 | 7.4143
658 | 8.4871 | -0.24958 | 14.2638 | -6.7146 | 43.5128 | 7.7529 | 42.1926 | 7.7109 | 65.0187 | 6.4275 | 9.8721 | -1.0045 | 41.9314 | 7.4389 | 42.2687 | 7.3794
659 | 8.4972 | -0.23766 | 14.2408 | -6.7404 | 43.498 | 7.7382 | 42.1526 | 7.671 | 64.9889 | 6.3884 | 9.8619 | -1.0147 | 42.0434 | 7.551 | 42.3289 | 7.4397
660 | 8.5074 | -0.22575 | 14.2177 | -6.7661 | 43.4831 | 7.7235 | 42.1125 | 7.6311 | 64.9592 | 6.3493 | 9.8516 | -1.0249 | 42.0932 | 7.6009 | 42.3509 | 7.4618
661 | 8.5176 | -0.21991 | 14.1969 | -6.7703 | 43.4683 | 7.709 | 42.1172 | 7.636 | 64.9294 | 6.3467 | 9.8615 | -1.0151 | 42.0438 | 7.5516 | 42.2901 | 7.4011
662 | 8.5287 | -0.21407 | 14.195 | -6.7745 | 43.4511 | 7.6945 | 42.122 | 7.6408 | 64.9086 | 6.3441 | 9.8713 | -1.0052 | 42.226 | 7.7339 | 42.2493 | 7.3605
663 | 8.5409 | -0.20822 | 14.1931 | -6.7787 | 43.4311 | 7.68 | 42.1267 | 7.6457 | 64.8988 | 6.3415 | 9.8811 | -0.99535 | 42.0948 | 7.6028 | 42.172 | 7.2834
664 | 8.5531 | -0.20238 | 14.1912 | -6.7829 | 43.411 | 7.6655 | 42.1314 | 7.6506 | 64.8891 | 6.3389 | 9.8909 | -0.9855 | 42.1824 | 7.6905 | 42.1731 | 7.2845
665 | 8.5653 | -0.19654 | 14.1893 | -6.7871 | 43.391 | 7.651 | 42.1361 | 7.6554 | 64.8793 | 6.3363 | 9.9008 | -0.97565 | 42.225 | 7.7332 | 42.1247 | 7.2363
666 | 8.5775 | -0.1907 | 14.1873 | -6.7913 | 43.3709 | 7.6365 | 42.1409 | 7.6603 | 64.8695 | 6.3337 | 9.9106 | -0.9658 | 42.1848 | 7.6931 | 42.2137 | 7.3254
667 | 8.5897 | -0.15964 | 14.1874 | -6.7766 | 43.3509 | 7.6013 | 42.1248 | 7.6444 | 64.8597 | 6.3037 | 9.9089 | -0.96751 | 42.2069 | 7.7153 | 42.0379 | 7.1498
668 | 8.6098 | -0.12857 | 14.2033 | -6.7618 | 43.324 | 7.5662 | 42.1087 | 7.6284 | 64.8447 | 6.2737 | 9.9071 | -0.96923 | 42.1415 | 7.65 | 42.1344 | 7.2463
669 | 8.6398 | -0.097512 | 14.2193 | -6.7471 | 43.2886 | 7.531 | 42.0926 | 7.6125 | 64.8231 | 6.2437 | 9.9054 | -0.97095 | 42.2738 | 7.7824 | 42.0842 | 7.1963
670 | 8.6698 | -0.06645 | 14.2352 | -6.7323 | 43.2532 | 7.4958 | 42.0765 | 7.5965 | 64.8014 | 6.2137 | 9.9036 | -0.97266 | 42.1591 | 7.6678 | 41.9707 | 7.0829
671 | 8.6998 | -0.035388 | 14.2511 | -6.7176 | 43.2179 | 7.4607 | 42.0604 | 7.5806 | 64.7798 | 6.1837 | 9.9019 | -0.97438 | 42.1964 | 7.7052 | 42.058 | 7.1703
672 | 8.7298 | -0.0043263 | 14.267 | -6.7029 | 43.1825 | 7.4255 | 42.0443 | 7.5646 | 64.7581 | 6.1537 | 9.9002 | -0.9761 | 42.3484 | 7.8573 | 42.0096 | 7.122
673 | 8.7598 | 0.023309 | 14.2842 | -6.6767 | 43.1471 | 7.3902 | 42.0375 | 7.558 | 64.7365 | 6.1562 | 9.8993 | -0.97691 | 42.1961 | 7.7051 | 42.0166 | 7.1292
674 | 8.788 | 0.050945 | 14.311 | -6.6505 | 43.1125 | 7.3549 | 42.0308 | 7.5515 | 64.7287 | 6.1587 | 9.8985 | -0.97772 | 42.3608 | 7.8699 | 41.9544 | 7.0671
675 | 8.8138 | 0.07858 | 14.3378 | -6.6243 | 43.0789 | 7.3197 | 42.0241 | 7.5449 | 64.7386 | 6.1611 | 9.8976 | -0.97853 | 42.2577 | 7.7669 | 41.9522 | 7.0651
676 | 8.8397 | 0.10622 | 14.3646 | -6.5981 | 43.0454 | 7.2844 | 42.0174 | 7.5383 | 64.7485 | 6.1636 | 9.8968 | -0.97935 | 42.1708 | 7.6801 | 41.9319 | 7.0448
677 | 8.8655 | 0.13385 | 14.3915 | -6.5719 | 43.0118 | 7.2491 | 42.0106 | 7.5317 | 64.7583 | 6.1661 | 9.896 | -0.98016 | 42.287 | 7.7964 | 41.8499 | 6.963
678 | 8.8913 | 0.16149 | 14.4183 | -6.5457 | 42.9783 | 7.2138 | 42.0039 | 7.5251 | 64.7682 | 6.1686 | 9.8951 | -0.98097 | 42.227 | 7.7365 | 41.8228 | 6.936
679 | 8.9172 | 0.18288 | 14.4456 | -6.5118 | 42.9447 | 7.1859 | 41.9775 | 7.4988 | 64.7781 | 6.1998 | 9.905 | -0.97106 | 42.2216 | 7.7312 | 41.7003 | 6.8136
680 | 8.9385 | 0.20428 | 14.4774 | -6.4779 | 42.9137 | 7.158 | 41.951 | 7.4725 | 64.7914 | 6.231 | 9.9149 | -0.96115 | 42.1923 | 7.702 | 41.6889 | 6.8024
681 | 8.9541 | 0.22568 | 14.5091 | -6.444 | 42.8861 | 7.13 | 41.9246 | 7.4463 | 64.8091 | 6.2622 | 9.9248 | -0.95124 | 42.1198 | 7.6296 | 41.7426 | 6.8562
682 | 8.9696 | 0.24707 | 14.5408 | -6.4102 | 42.8584 | 7.1021 | 41.8981 | 7.42 | 64.8268 | 6.2934 | 9.9347 | -0.94134 | 41.9897 | 7.4996 | 41.7236 | 6.8373
683 | 8.9851 | 0.26847 | 14.5725 | -6.3763 | 42.8308 | 7.0742 | 41.8717 | 7.3937 | 64.8445 | 6.3247 | 9.9446 | -0.93143 | 42.0484 | 7.5584 | 41.6095 | 6.7233
684 | 9.0006 | 0.28987 | 14.6042 | -6.3424 | 42.8031 | 7.0463 | 41.8453 | 7.3674 | 64.8622 | 6.3559 | 9.9544 | -0.92152 | 41.8845 | 7.3946 | 41.6918 | 6.8058
685 | 9.0161 | 0.28946 | 14.6345 | -6.3199 | 42.7755 | 7.0202 | 41.8357 | 7.358 | 64.8799 | 6.3357 | 9.9487 | -0.92727 | 41.9225 | 7.4327 | 41.5459 | 6.6599
686 | 9.0252 | 0.28905 | 14.6545 | -6.2973 | 42.7486 | 6.994 | 41.8262 | 7.3485 | 64.8885 | 6.3156 | 9.9429 | -0.93302 | 41.8349 | 7.3452 | 41.5696 | 6.6838
687 | 9.0258 | 0.28864 | 14.6745 | -6.2748 | 42.7229 | 6.9679 | 41.8166 | 7.3391 | 64.885 | 6.2955 | 9.9371 | -0.93878 | 41.7422 | 7.2526 | 41.5976 | 6.712
688 | 9.0263 | 0.28823 | 14.6945 | -6.2523 | 42.6972 | 6.9417 | 41.807 | 7.3297 | 64.8815 | 6.2753 | 9.9314 | -0.94453 | 41.745 | 7.2556 | 41.498 | 6.6124
689 | 9.0269 | 0.28783 | 14.7145 | -6.2297 | 42.6714 | 6.9156 | 41.7975 | 7.3203 | 64.878 | 6.2552 | 9.9256 | -0.95029 | 41.8439 | 7.3546 | 41.5378 | 6.6523
690 | 9.0274 | 0.28742 | 14.7345 | -6.2072 | 42.6457 | 6.8895 | 41.7879 | 7.3109 | 64.8745 | 6.235 | 9.9198 | -0.95604 | 41.8313 | 7.342 | 41.5508 | 6.6654
691 | 9.028 | 0.29132 | 14.7528 | -6.1986 | 42.62 | 6.8656 | 41.7744 | 7.2975 | 64.8709 | 6.2786 | 9.9033 | -0.97251 | 41.6649 | 7.1757 | 41.5687 | 6.6835
692 | 9.0249 | 0.29523 | 14.758 | -6.19 | 42.6012 | 6.8417 | 41.7608 | 7.2841 | 64.8817 | 6.3221 | 9.8868 | -0.98899 | 41.5827 | 7.0936 | 41.6126 | 6.7275
693 | 9.0169 | 0.29913 | 14.7633 | -6.1814 | 42.5918 | 6.8178 | 41.7473 | 7.2707 | 64.9117 | 6.3657 | 9.8703 | -1.0055 | 41.5221 | 7.0331 | 41.5097 | 6.6248
694 | 9.0089 | 0.30304 | 14.7686 | -6.1728 | 42.5824 | 6.794 | 41.7337 | 7.2573 | 64.9416 | 6.4092 | 9.8538 | -1.0219 | 41.359 | 6.8701 | 41.523 | 6.6381
695 | 9.0009 | 0.30694 | 14.7739 | -6.1642 | 42.573 | 6.7701 | 41.7202 | 7.2439 | 64.9716 | 6.4527 | 9.8373 | -1.0384 | 41.4529 | 6.9642 | 41.5956 | 6.7109
696 | 8.9929 | 0.31085 | 14.7792 | -6.1556 | 42.5636 | 6.7462 | 41.7066 | 7.2304 | 65.0016 | 6.4963 | 9.8208 | -1.0549 | 41.5081 | 7.0194 | 41.6554 | 6.7708
697 | 8.9849 | 0.27019 | 14.7825 | -6.1661 | 42.5542 | 6.7781 | 41.7083 | 7.2322 | 65.0316 | 6.4887 | 9.8153 | -1.0604 | 41.3958 | 6.9073 | 41.7215 | 6.837
698 | 8.9627 | 0.22954 | 14.7706 | -6.1767 | 42.5566 | 6.81 | 41.7099 | 7.234 | 65.0479 | 6.4811 | 9.8097 | -1.066 | 41.3054 | 6.817 | 41.6419 | 6.7576
699 | 8.9206 | 0.18889 | 14.7586 | -6.1872 | 42.5754 | 6.8419 | 41.7115 | 7.2357 | 65.0452 | 6.4734 | 9.8041 | -1.0715 | 41.2626 | 6.7743 | 41.6429 | 6.7586
700 | 8.8785 | 0.14823 | 14.7466 | -6.1978 | 42.5941 | 6.8739 | 41.7131 | 7.2375 | 65.0425 | 6.4658 | 9.7985 | -1.0771 | 41.1838 | 6.6956 | 41.6619 | 6.7777
701 | 8.8365 | 0.10758 | 14.7347 | -6.2083 | 42.6129 | 6.9058 | 41.7148 | 7.2393 | 65.0398 | 6.4582 | 9.793 | -1.0826 | 41.1903 | 6.7021 | 41.6108 | 6.7268
702 | 8.7944 | 0.066928 | 14.7227 | -6.2188 | 42.6316 | 6.9377 | 41.7164 | 7.241 | 65.0371 | 6.4506 | 9.7874 | -1.0882 | 41.089 | 6.601 | 41.7778 | 6.8939
703 | 8.7524 | 0.021627 | 14.7098 | -6.2358 | 42.6504 | 6.9205 | 41.7159 | 7.2407 | 65.0343 | 6.4619 | 9.7788 | -1.0968 | 41.2001 | 6.7122 | 41.7076 | 6.8238
704 | 8.7085 | -0.023674 | 14.69 | -6.2527 | 42.6565 | 6.9033 | 41.7154 | 7.2404 | 65.0408 | 6.4731 | 9.7702 | -1.1054 | 41.1798 | 6.692 | 41.8304 | 6.9467
705 | 8.6622 | -0.068976 | 14.6703 | -6.2697 | 42.6447 | 6.8861 | 41.7149 | 7.24 | 65.06 | 6.4844 | 9.7616 | -1.1139 | 41.1527 | 6.665 | 41.756 | 6.8724
706 | 8.6158 | -0.11428 | 14.6505 | -6.2866 | 42.6329 | 6.8689 | 41.7144 | 7.2397 | 65.0793 | 6.4956 | 9.753 | -1.1225 | 41.0574 | 6.5697 | 41.8386 | 6.9551
707 | 8.5695 | -0.15958 | 14.6307 | -6.3036 | 42.6211 | 6.8517 | 41.714 | 7.2393 | 65.0986 | 6.5069 | 9.7444 | -1.1311 | 41.1209 | 6.6334 | 41.8892 | 7.0058
708 | 8.5231 | -0.20488 | 14.6109 | -6.3205 | 42.6093 | 6.8345 | 41.7135 | 7.239 | 65.1179 | 6.5181 | 9.7358 | -1.1397 | 41.1466 | 6.6592 | 41.9477 | 7.0645
709 | 8.4767 | -0.25353 | 14.5896 | -6.3535 | 42.5975 | 6.8384 | 41.7166 | 7.2422 | 65.1372 | 6.5601 | 9.7549 | -1.1206 | 41.1739 | 6.6866 | 41.9566 | 7.0735
710 | 8.4329 | -0.30218 | 14.5567 | -6.3864 | 42.5956 | 6.8424 | 41.7197 | 7.2455 | 65.1619 | 6.602 | 9.774 | -1.1014 | 41.1505 | 6.6633 | 41.9531 | 7.0702
711 | 8.3926 | -0.35084 | 14.5237 | -6.4193 | 42.6078 | 6.8464 | 41.7229 | 7.2488 | 65.1941 | 6.6439 | 9.7931 | -1.0823 | 41.1741 | 6.687 | 42.081 | 7.1981
712 | 8.3523 | -0.39949 | 14.4908 | -6.4523 | 42.6201 | 6.8504 | 41.726 | 7.252 | 65.2264 | 6.6858 | 9.8122 | -1.0632 | 41.1561 | 6.6691 | 42.0758 | 7.193
713 | 8.3121 | -0.44814 | 14.4578 | -6.4852 | 42.6323 | 6.8544 | 41.7291 | 7.2553 | 65.2587 | 6.7277 | 9.8313 | -1.0441 | 41.0663 | 6.5794 | 41.9363 | 7.0537
714 | 8.2718 | -0.49679 | 14.4248 | -6.5181 | 42.6445 | 6.8584 | 41.7322 | 7.2586 | 65.291 | 6.7696 | 9.8504 | -1.0249 | 41.1714 | 6.6847 | 42.1275 | 7.245
715 | 8.2315 | -0.51323 | 14.3922 | -6.548 | 42.6568 | 6.8942 | 41.7367 | 7.2632 | 65.3233 | 6.7756 | 9.8606 | -1.0147 | 41.116 | 6.6294 | 42.0762 | 7.1938
716 | 8.2056 | -0.52967 | 14.3619 | -6.5778 | 42.6762 | 6.93 | 41.7412 | 7.2678 | 65.3446 | 6.7816 | 9.8708 | -1.0045 | 41.0909 | 6.6043 | 42.137 | 7.2547
717 | 8.2006 | -0.54611 | 14.3315 | -6.6077 | 42.7063 | 6.9657 | 41.7456 | 7.2723 | 65.3497 | 6.7876 | 9.881 | -0.99428 | 41.164 | 6.6775 | 42.0961 | 7.2139
718 | 8.1957 | -0.56255 | 14.3012 | -6.6375 | 42.7364 | 7.0015 | 41.7501 | 7.2769 | 65.3547 | 6.7936 | 9.8912 | -0.98406 | 41.1679 | 6.6815 | 42.1299 | 7.2478
719 | 8.1907 | -0.57899 | 14.2708 | -6.6674 | 42.7666 | 7.0373 | 41.7545 | 7.2815 | 65.3598 | 6.7996 | 9.9014 | -0.97384 | 41.1253 | 6.639 | 42.0282 | 7.1463
720 | 8.1858 | -0.59543 | 14.2404 | -6.6972 | 42.7967 | 7.0731 | 41.759 | 7.2861 | 65.3649 | 6.8056 | 9.9116 | -0.96362 | 41.1197 | 6.6336 | 42.1337 | 7.2519
721 | 8.1808 | -0.5681 | 14.2104 | -6.7274 | 42.8268 | 7.0883 | 41.7834 | 7.3107 | 65.37 | 6.8085 | 9.9169 | -0.95826 | 41.2056 | 6.7196 | 42.2684 | 7.3867
722 | 8.1866 | -0.54077 | 14.1827 | -6.7575 | 42.8476 | 7.1035 | 41.8078 | 7.3353 | 65.3722 | 6.8113 | 9.9223 | -0.9529 | 41.2229 | 6.737 | 42.0721 | 7.1904
723 | 8.2084 | -0.51345 | 14.155 | -6.7876 | 42.8544 | 7.1187 | 41.8323 | 7.3598 | 65.3701 | 6.8142 | 9.9276 | -0.94753 | 41.0569 | 6.5711 | 42.1044 | 7.2229
724 | 8.2303 | -0.48612 | 14.1272 | -6.8177 | 42.8613 | 7.1339 | 41.8567 | 7.3844 | 65.368 | 6.8171 | 9.933 | -0.94217 | 41.2372 | 6.7515 | 42.1689 | 7.2875
725 | 8.2521 | -0.45879 | 14.0995 | -6.8478 | 42.8681 | 7.1491 | 41.8811 | 7.4089 | 65.3659 | 6.8199 | 9.9383 | -0.9368 | 41.2098 | 6.7242 | 42.0236 | 7.1423
726 | 8.2739 | -0.43146 | 14.0718 | -6.8779 | 42.875 | 7.1643 | 41.9055 | 7.4335 | 65.3638 | 6.8228 | 9.9437 | -0.93144 | 41.1316 | 6.646 | 42.0786 | 7.1974
727 | 8.2958 | -0.42399 | 14.0462 | -6.8886 | 42.8818 | 7.149 | 41.9069 | 7.435 | 65.3617 | 6.8074 | 9.9322 | -0.9429 | 41.1303 | 6.6449 | 42.014 | 7.1329
728 | 8.3127 | -0.41653 | 14.0363 | -6.8993 | 42.8776 | 7.1337 | 41.9083 | 7.4365 | 65.3539 | 6.792 | 9.9207 | -0.95436 | 41.2811 | 6.7958 | 42.1182 | 7.2372
729 | 8.3221 | -0.40906 | 14.0264 | -6.91 | 42.8563 | 7.1184 | 41.9096 | 7.438 | 65.3374 | 6.7766 | 9.9092 | -0.96582 | 41.2866 | 6.8014 | 41.9812 | 7.1004
730 | 8.3314 | -0.40159 | 14.0164 | -6.9207 | 42.835 | 7.1031 | 41.911 | 7.4395 | 65.3208 | 6.7612 | 9.8977 | -0.97728 | 41.1871 | 6.702 | 42.0036 | 7.1229
731 | 8.3408 | -0.39412 | 14.0065 | -6.9314 | 42.8138 | 7.0878 | 41.9124 | 7.441 | 65.3043 | 6.7457 | 9.8863 | -0.98874 | 41.2425 | 6.7575 | 41.9495 | 7.0688
732 | 8.3502 | -0.38665 | 13.9966 | -6.9421 | 42.7925 | 7.0725 | 41.9137 | 7.4425 | 65.2877 | 6.7303 | 9.8748 | -1.0002 | 41.1614 | 6.6765 | 41.8939 | 7.0133
733 | 8.3596 | -0.37145 | 13.9878 | -6.9444 | 42.7712 | 7.0357 | 41.9106 | 7.4395 | 65.2712 | 6.711 | 9.878 | -0.99695 | 41.2638 | 6.779 | 41.9541 | 7.0737
734 | 8.3713 | -0.35624 | 13.9872 | -6.9468 | 42.7443 | 6.9989 | 41.9076 | 7.4366 | 65.2518 | 6.6917 | 9.8813 | -0.9937 | 41.2088 | 6.7241 | 41.9587 | 7.0784
735 | 8.3867 | -0.34103 | 13.9866 | -6.9491 | 42.7085 | 6.962 | 41.9045 | 7.4337 | 65.2282 | 6.6723 | 9.8845 | -0.99045 | 41.2293 | 6.7448 | 41.8763 | 6.9961
736 | 8.4021 | -0.32582 | 13.986 | -6.9515 | 42.6728 | 6.9252 | 41.9014 | 7.4307 | 65.2045 | 6.653 | 9.8877 | -0.98719 | 41.1745 | 6.6901 | 41.827 | 6.9469
737 | 8.4175 | -0.31061 | 13.9853 | -6.9538 | 42.637 | 6.8883 | 41.8983 | 7.4278 | 65.1808 | 6.6336 | 9.891 | -0.98394 | 41.2176 | 6.7333 | 41.9235 | 7.0435
738 | 8.4329 | -0.2954 | 13.9847 | -6.9562 | 42.6012 | 6.8515 | 41.8952 | 7.4248 | 65.1571 | 6.6143 | 9.8942 | -0.98069 | 41.1355 | 6.6513 | 41.7942 | 6.9144
739 | 8.4483 | -0.27878 | 13.9859 | -6.9436 | 42.5655 | 6.8194 | 41.8778 | 7.4075 | 65.1334 | 6.5791 | 9.8964 | -0.97849 | 41.2892 | 6.805 | 41.7012 | 6.8215
740 | 8.464 | -0.26216 | 13.9994 | -6.9311 | 42.5314 | 6.7873 | 41.8604 | 7.3902 | 65.1062 | 6.5439 | 9.8986 | -0.97629 | 41.2469 | 6.7629 | 41.8018 | 6.9221
741 | 8.4801 | -0.24553 | 14.013 | -6.9186 | 42.5001 | 6.7551 | 41.8429 | 7.3729 | 65.0734 | 6.5087 | 9.9007 | -0.9741 | 41.251 | 6.7671 | 41.7946 | 6.915
742 | 8.4961 | -0.22891 | 14.0265 | -6.9061 | 42.4688 | 6.723 | 41.8255 | 7.3556 | 65.0405 | 6.4736 | 9.9029 | -0.9719 | 41.1963 | 6.7125 | 41.7623 | 6.8829
743 | 8.5122 | -0.21228 | 14.0401 | -6.8936 | 42.4375 | 6.6909 | 41.8081 | 7.3383 | 65.0077 | 6.4384 | 9.9051 | -0.9697 | 41.2343 | 6.7507 | 41.7113 | 6.832
744 | 8.5283 | -0.19566 | 14.0536 | -6.881 | 42.4061 | 6.6588 | 41.7906 | 7.321 | 64.9748 | 6.4032 | 9.9073 | -0.9675 | 41.1907 | 6.7072 | 41.7722 | 6.8929
745 | 8.5443 | -0.18045 | 14.0682 | -6.8585 | 42.3748 | 6.6304 | 41.7677 | 7.2982 | 64.942 | 6.377 | 9.9106 | -0.96417 | 41.0461 | 6.5626 | 41.749 | 6.8699
746 | 8.559 | -0.16524 | 14.0902 | -6.8359 | 42.3455 | 6.602 | 41.7449 | 7.2755 | 64.9148 | 6.3507 | 9.9139 | -0.96083 | 41.0184 | 6.535 | 41.7234 | 6.8444
747 | 8.5713 | -0.15003 | 14.1122 | -6.8133 | 42.3194 | 6.5736 | 41.722 | 7.2528 | 64.8967 | 6.3245 | 9.9172 | -0.9575 | 41.1534 | 6.6701 | 41.6062 | 6.7273
748 | 8.5837 | -0.13482 | 14.1342 | -6.7907 | 42.2933 | 6.5451 | 41.6991 | 7.23 | 64.8787 | 6.2982 | 9.9205 | -0.95417 | 41.1147 | 6.6316 | 41.6268 | 6.748
749 | 8.596 | -0.11961 | 14.1562 | -6.7681 | 42.2672 | 6.5167 | 41.6763 | 7.2073 | 64.8607 | 6.272 | 9.9238 | -0.95083 | 40.9653 | 6.4823 | 41.5036 | 6.6249
750 | 8.6084 | -0.1044 | 14.1783 | -6.7455 | 42.2411 | 6.4883 | 41.6534 | 7.1845 | 64.8427 | 6.2458 | 9.9272 | -0.9475 | 41.0276 | 6.5447 | 41.5778 | 6.6992
751 | 8.6207 | -0.099139 | 14.2004 | -6.7239 | 42.215 | 6.4692 | 41.658 | 7.1892 | 64.8247 | 6.2502 | 9.9273 | -0.94739 | 40.9497 | 6.4669 | 41.5051 | 6.6266
752 | 8.6304 | -0.093873 | 14.2233 | -6.7023 | 42.1925 | 6.4501 | 41.6625 | 7.1939 | 64.8166 | 6.2546 | 9.9274 | -0.94727 | 40.9414 | 6.4587 | 41.5487 | 6.6703
753 | 8.6359 | -0.088606 | 14.2462 | -6.6807 | 42.176 | 6.431 | 41.6671 | 7.1986 | 64.8251 | 6.259 | 9.9275 | -0.94716 | 40.8271 | 6.3445 | 41.5316 | 6.6533
754 | 8.6413 | -0.08334 | 14.2691 | -6.6591 | 42.1594 | 6.4118 | 41.6716 | 7.2033 | 64.8336 | 6.2635 | 9.9276 | -0.94705 | 40.8361 | 6.3536 | 41.4342 | 6.556
755 | 8.6468 | -0.078074 | 14.292 | -6.6375 | 42.1429 | 6.3927 | 41.6762 | 7.208 | 64.8421 | 6.2679 | 9.9276 | -0.94694 | 40.6486 | 6.1662 | 41.4521 | 6.574
756 | 8.6522 | -0.072808 | 14.3149 | -6.6159 | 42.1263 | 6.3736 | 41.6807 | 7.2127 | 64.8506 | 6.2723 | 9.9277 | -0.94683 | 40.6125 | 6.1302 | 41.4593 | 6.5813
757 | 8.6576 | -0.066272 | 14.3386 | -6.5824 | 42.1098 | 6.3647 | 41.678 | 7.2101 | 64.8591 | 6.2921 | 9.9247 | -0.94989 | 40.6674 | 6.1852 | 41.4668 | 6.5889
758 | 8.6617 | -0.059736 | 14.3674 | -6.5489 | 42.0992 | 6.3558 | 41.6753 | 7.2075 | 64.8721 | 6.3118 | 9.9216 | -0.95296 | 40.615 | 6.133 | 41.4167 | 6.5389
759 | 8.6633 | -0.0532 | 14.3962 | -6.5154 | 42.0989 | 6.3469 | 41.6726 | 7.2049 | 64.8926 | 6.3316 | 9.9185 | -0.95602 | 40.4915 | 6.0095 | 41.3943 | 6.5166
760 | 8.665 | -0.046664 | 14.4251 | -6.4818 | 42.0985 | 6.338 | 41.6699 | 7.2023 | 64.9132 | 6.3514 | 9.9154 | -0.95908 | 40.5388 | 6.057 | 41.3854 | 6.5078
761 | 8.6666 | -0.040129 | 14.4539 | -6.4483 | 42.0982 | 6.3291 | 41.6672 | 7.1997 | 64.9338 | 6.3712 | 9.9123 | -0.96214 | 40.408 | 5.9263 | 41.335 | 6.4576
762 | 8.6683 | -0.033593 | 14.4827 | -6.4148 | 42.0979 | 6.3202 | 41.6645 | 7.1972 | 64.9543 | 6.3909 | 9.9093 | -0.9652 | 40.3746 | 5.893 | 41.2732 | 6.3958
763 | 8.6699 | -0.044317 | 14.5081 | -6.4106 | 42.0975 | 6.3435 | 41.6636 | 7.1964 | 64.9749 | 6.4139 | 9.9004 | -0.97409 | 40.4597 | 5.9783 | 41.325 | 6.4477
764 | 8.6675 | -0.055041 | 14.5096 | -6.4063 | 42.1039 | 6.3667 | 41.6626 | 7.1956 | 64.9943 | 6.4369 | 9.8915 | -0.98298 | 40.3042 | 5.8228 | 41.3438 | 6.4666
765 | 8.658 | -0.065766 | 14.5112 | -6.4021 | 42.1221 | 6.39 | 41.6617 | 7.1948 | 65.0116 | 6.4599 | 9.8826 | -0.99187 | 40.3335 | 5.8522 | 41.3414 | 6.4643
766 | 8.6486 | -0.07649 | 14.5127 | -6.3978 | 42.1402 | 6.4133 | 41.6608 | 7.194 | 65.0289 | 6.4829 | 9.8736 | -1.0008 | 40.279 | 5.7979 | 41.4168 | 6.5398
767 | 8.6391 | -0.087215 | 14.5143 | -6.3936 | 42.1584 | 6.4365 | 41.6599 | 7.1932 | 65.0461 | 6.5058 | 9.8647 | -1.0096 | 40.3326 | 5.8515 | 41.4191 | 6.5423
768 | 8.6296 | -0.097939 | 14.5158 | -6.3893 | 42.1765 | 6.4598 | 41.659 | 7.1925 | 65.0634 | 6.5288 | 9.8558 | -1.0185 | 40.2941 | 5.8131 | 41.3692 | 6.4925
769 | 8.6201 | -0.1035 | 14.5153 | -6.4008 | 42.1947 | 6.4651 | 41.6691 | 7.2027 | 65.0807 | 6.5313 | 9.8436 | -1.0307 | 40.2763 | 5.7955 | 41.2879 | 6.4112
770 | 8.6081 | -0.10906 | 14.5002 | -6.4122 | 42.2066 | 6.4703 | 41.6791 | 7.2128 | 65.0952 | 6.5337 | 9.8314 | -1.043 | 40.3043 | 5.8236 | 41.3901 | 6.5136
771 | 8.5917 | -0.11462 | 14.4852 | -6.4236 | 42.2073 | 6.4756 | 41.6892 | 7.223 | 65.1046 | 6.5362 | 9.8192 | -1.0552 | 40.3203 | 5.8396 | 41.4525 | 6.576
772 | 8.5752 | -0.12018 | 14.4701 | -6.435 | 42.208 | 6.4809 | 41.6993 | 7.2332 | 65.114 | 6.5386 | 9.8069 | -1.0674 | 40.2587 | 5.7782 | 41.4154 | 6.539
773 | 8.5588 | -0.12574 | 14.4551 | -6.4465 | 42.2087 | 6.4861 | 41.7093 | 7.2434 | 65.1234 | 6.5411 | 9.7947 | -1.0796 | 40.2453 | 5.7649 | 41.4881 | 6.6118
774 | 8.5424 | -0.13131 | 14.4401 | -6.4579 | 42.2094 | 6.4914 | 41.7194 | 7.2536 | 65.1328 | 6.5435 | 9.7825 | -1.0918 | 40.3121 | 5.8318 | 41.4832 | 6.6071
775 | 8.526 | -0.17586 | 14.4228 | -6.4914 | 42.2101 | 6.4808 | 41.7287 | 7.2631 | 65.1422 | 6.5716 | 9.7898 | -1.0844 | 40.3444 | 5.8642 | 41.5007 | 6.6246
776 | 8.4996 | -0.22042 | 14.3906 | -6.5248 | 42.206 | 6.4701 | 41.738 | 7.2725 | 65.1552 | 6.5998 | 9.7972 | -1.0771 | 40.303 | 5.823 | 41.4676 | 6.5916
777 | 8.455 | -0.26497 | 14.3583 | -6.5583 | 42.1933 | 6.4595 | 41.7474 | 7.282 | 65.1748 | 6.6279 | 9.8045 | -1.0697 | 40.2959 | 5.816 | 41.5124 | 6.6365
778 | 8.4104 | -0.30953 | 14.3261 | -6.5917 | 42.1806 | 6.4488 | 41.7567 | 7.2914 | 65.1943 | 6.656 | 9.8118 | -1.0624 | 40.2655 | 5.7857 | 41.5795 | 6.7038
779 | 8.3658 | -0.35408 | 14.2939 | -6.6252 | 42.1679 | 6.4382 | 41.766 | 7.3009 | 65.2139 | 6.6842 | 9.8192 | -1.055 | 40.3565 | 5.8768 | 41.4937 | 6.6181
780 | 8.3213 | -0.39864 | 14.2617 | -6.6587 | 42.1551 | 6.4275 | 41.7753 | 7.3103 | 65.2334 | 6.7123 | 9.8265 | -1.0476 | 40.3859 | 5.9063 | 41.5987 | 6.7231
781 | 8.2767 | -0.4426 | 14.2307 | -6.6808 | 42.1424 | 6.41 | 41.7436 | 7.2787 | 65.253 | 6.7095 | 9.8276 | -1.0466 | 40.3443 | 5.8648 | 41.5102 | 6.6347
782 | 8.2378 | -0.48657 | 14.2086 | -6.7029 | 42.1293 | 6.3925 | 41.7118 | 7.247 | 65.2667 | 6.7067 | 9.8287 | -1.0455 | 40.4241 | 5.9447 | 41.6745 | 6.7991
783 | 8.2093 | -0.53054 | 14.1864 | -6.725 | 42.1157 | 6.375 | 41.68 | 7.2154 | 65.2696 | 6.704 | 9.8297 | -1.0444 | 40.4712 | 5.992 | 41.6441 | 6.7688
784 | 8.1809 | -0.5745 | 14.1643 | -6.7472 | 42.1021 | 6.3575 | 41.6483 | 7.1837 | 65.2725 | 6.7012 | 9.8308 | -1.0433 | 40.4613 | 5.9822 | 41.7658 | 6.8906
785 | 8.1524 | -0.61847 | 14.1421 | -6.7693 | 42.0884 | 6.34 | 41.6165 | 7.1521 | 65.2753 | 6.6984 | 9.8318 | -1.0423 | 40.4446 | 5.9656 | 41.6651 | 6.79
786 | 8.124 | -0.66244 | 14.1199 | -6.7914 | 42.0748 | 6.3225 | 41.5847 | 7.1205 | 65.2782 | 6.6956 | 9.8329 | -1.0412 | 40.4872 | 6.0082 | 41.7469 | 6.8719
787 | 8.0956 | -0.64942 | 14.0983 | -6.811 | 42.0612 | 6.3198 | 41.5723 | 7.1081 | 65.2811 | 6.7137 | 9.8386 | -1.0354 | 40.5443 | 6.0654 | 41.6662 | 6.7913
788 | 8.0807 | -0.6364 | 14.0802 | -6.8306 | 42.052 | 6.317 | 41.5598 | 7.0957 | 65.2877 | 6.7317 | 9.8444 | -1.0296 | 40.4327 | 5.954 | 41.7087 | 6.8338
789 | 8.0916 | -0.62339 | 14.0621 | -6.8501 | 42.0515 | 6.3142 | 41.5473 | 7.0834 | 65.3016 | 6.7497 | 9.8502 | -1.0239 | 40.5582 | 6.0796 | 41.7317 | 6.857
790 | 8.1025 | -0.61037 | 14.044 | -6.8697 | 42.0511 | 6.3115 | 41.5348 | 7.071 | 65.3155 | 6.7677 | 9.8559 | -1.0181 | 40.5365 | 6.058 | 41.6559 | 6.7812
791 | 8.1134 | -0.59735 | 14.0259 | -6.8893 | 42.0506 | 6.3087 | 41.5223 | 7.0586 | 65.3293 | 6.7857 | 9.8617 | -1.0124 | 40.5671 | 6.0888 | 41.6963 | 6.8217
792 | 8.1243 | -0.58434 | 14.0078 | -6.9088 | 42.0501 | 6.3059 | 41.5098 | 7.0463 | 65.3432 | 6.8037 | 9.8674 | -1.0066 | 40.5237 | 6.0454 | 41.8183 | 6.9438
793 | 8.1352 | -0.57831 | 13.9914 | -6.9155 | 42.0496 | 6.3121 | 41.4992 | 7.0357 | 65.3571 | 6.807 | 9.8773 | -0.99669 | 40.5286 | 6.0504 | 41.7311 | 6.8567
794 | 8.1456 | -0.57229 | 13.9859 | -6.9221 | 42.0476 | 6.3183 | 41.4885 | 7.0252 | 65.3662 | 6.8103 | 9.8872 | -0.9868 | 40.5876 | 6.1095 | 41.7068 | 6.8325
795 | 8.155 | -0.56627 | 13.9804 | -6.9287 | 42.0427 | 6.3245 | 41.4778 | 7.0147 | 65.3662 | 6.8137 | 9.897 | -0.97691 | 40.5215 | 6.0435 | 41.6634 | 6.7892
796 | 8.1643 | -0.56024 | 13.9749 | -6.9354 | 42.0377 | 6.3307 | 41.4672 | 7.0041 | 65.3661 | 6.817 | 9.9069 | -0.96703 | 40.6401 | 6.1623 | 41.6243 | 6.7502
797 | 8.1737 | -0.55422 | 13.9694 | -6.942 | 42.0328 | 6.3369 | 41.4565 | 6.9936 | 65.3661 | 6.8203 | 9.9168 | -0.95714 | 40.5435 | 6.0658 | 41.7241 | 6.8502
798 | 8.1831 | -0.5482 | 13.9639 | -6.9487 | 42.0279 | 6.3431 | 41.4459 | 6.9831 | 65.366 | 6.8236 | 9.9267 | -0.94725 | 40.5289 | 6.0514 | 41.6293 | 6.7554
799 | 8.1924 | -0.52944 | 13.9595 | -6.9447 | 42.023 | 6.3099 | 41.4405 | 6.9778 | 65.366 | 6.8151 | 9.9226 | -0.95126 | 40.6236 | 6.1461 | 41.6586 | 6.7848
800 | 8.2039 | -0.51068 | 13.9625 | -6.9407 | 42.0095 | 6.2768 | 41.4351 | 6.9726 | 65.3622 | 6.8066 | 9.9186 | -0.95527 | 40.5093 | 6.032 | 41.6563 | 6.7826
801 | 8.2195 | -0.49192 | 13.9655 | -6.9368 | 41.9787 | 6.2437 | 41.4298 | 6.9673 | 65.3508 | 6.798 | 9.9146 | -0.95928 | 40.5206 | 6.0433 | 41.6406 | 6.767
802 | 8.2352 | -0.47317 | 13.9685 | -6.9328 | 41.948 | 6.2106 | 41.4244 | 6.9621 | 65.3395 | 6.7895 | 9.9106 | -0.96328 | 40.6527 | 6.1756 | 41.6746 | 6.801
803 | 8.2508 | -0.45441 | 13.9715 | -6.9289 | 41.9172 | 6.1774 | 41.419 | 6.9568 | 65.3281 | 6.781 | 9.9065 | -0.96729 | 40.536 | 6.059 | 41.6753 | 6.8018
804 | 8.2664 | -0.43565 | 13.9745 | -6.9249 | 41.8865 | 6.1443 | 41.4137 | 6.9516 | 65.3168 | 6.7725 | 9.9025 | -0.9713 | 40.3999 | 5.923 | 41.6491 | 6.7758
805 | 8.2821 | -0.42748 | 13.9774 | -6.9248 | 41.8558 | 6.1205 | 41.4166 | 6.9546 | 65.3054 | 6.7541 | 9.9035 | -0.97026 | 40.4783 | 6.0015 | 41.6543 | 6.781
806 | 8.2952 | -0.41931 | 13.9797 | -6.9247 | 41.8292 | 6.0967 | 41.4194 | 6.9576 | 65.2918 | 6.7357 | 9.9046 | -0.96922 | 40.4543 | 5.9776 | 41.5781 | 6.7049
807 | 8.3035 | -0.41114 | 13.982 | -6.9246 | 41.8113 | 6.0728 | 41.4223 | 6.9606 | 65.2737 | 6.7173 | 9.9056 | -0.96818 | 40.4588 | 5.9822 | 41.6269 | 6.7538
808 | 8.3117 | -0.40298 | 13.9842 | -6.9245 | 41.7933 | 6.049 | 41.4252 | 6.9636 | 65.2555 | 6.6989 | 9.9066 | -0.96715 | 40.5299 | 6.0535 | 41.6039 | 6.7309
809 | 8.3199 | -0.39481 | 13.9865 | -6.9244 | 41.7754 | 6.0252 | 41.4281 | 6.9666 | 65.2374 | 6.6805 | 9.9077 | -0.96611 | 40.4532 | 5.9769 | 41.6616 | 6.7887
810 | 8.3281 | -0.38664 | 13.9888 | -6.9243 | 41.7575 | 6.0014 | 41.431 | 6.9696 | 65.2192 | 6.6621 | 9.9087 | -0.96507 | 40.4694 | 5.9932 | 41.6366 | 6.7638
811 | 8.3363 | -0.37763 | 13.9929 | -6.9065 | 41.7395 | 5.9993 | 41.4315 | 6.9703 | 65.2011 | 6.6449 | 9.9077 | -0.96602 | 40.5245 | 6.0484 | 41.5615 | 6.6888
812 | 8.3436 | -0.36863 | 14.0092 | -6.8886 | 41.7246 | 5.9973 | 41.4321 | 6.971 | 65.1854 | 6.6277 | 9.9067 | -0.96698 | 40.346 | 5.87 | 41.5009 | 6.6283
813 | 8.3487 | -0.35962 | 14.0254 | -6.8708 | 41.7162 | 5.9952 | 41.4327 | 6.9717 | 65.1749 | 6.6105 | 9.9058 | -0.96793 | 40.3119 | 5.836 | 41.5905 | 6.718
814 | 8.3539 | -0.35061 | 14.0417 | -6.8529 | 41.7077 | 5.9932 | 41.4333 | 6.9724 | 65.1644 | 6.5933 | 9.9048 | -0.96888 | 40.2561 | 5.7804 | 41.5772 | 6.7047
815 | 8.359 | -0.34161 | 14.0579 | -6.835 | 41.6993 | 5.9911 | 41.4339 | 6.9731 | 65.1538 | 6.576 | 9.9038 | -0.96984 | 40.2209 | 5.7453 | 41.5138 | 6.6415
816 | 8.3642 | -0.3326 | 14.0741 | -6.8172 | 41.6908 | 5.9891 | 41.4344 | 6.9738 | 65.1433 | 6.5588 | 9.9029 | -0.97079 | 40.2695 | 5.794 | 41.5653 | 6.693
817 | 8.3693 | -0.3367 | 14.0893 | -6.8079 | 41.6823 | 5.9649 | 41.4074 | 6.9469 | 65.1328 | 6.5658 | 9.91 | -0.96361 | 40.2774 | 5.802 | 41.4913 | 6.6191
818 | 8.3726 | -0.3408 | 14.0978 | -6.7986 | 41.6715 | 5.9406 | 41.3803 | 6.9199 | 65.1296 | 6.5728 | 9.9172 | -0.95643 | 40.2023 | 5.727 | 41.4132 | 6.5411
819 | 8.3718 | -0.3449 | 14.1063 | -6.7894 | 41.6557 | 5.9164 | 41.3533 | 6.893 | 65.142 | 6.5798 | 9.9244 | -0.94925 | 40.1364 | 5.6612 | 41.4312 | 6.5592
820 | 8.371 | -0.349 | 14.1148 | -6.7801 | 41.6399 | 5.8921 | 41.3262 | 6.866 | 65.1545 | 6.5868 | 9.9315 | -0.94207 | 40.1944 | 5.7193 | 41.5582 | 6.6863
821 | 8.3702 | -0.35309 | 14.1233 | -6.7708 | 41.6241 | 5.8679 | 41.2991 | 6.8391 | 65.1669 | 6.5938 | 9.9387 | -0.93488 | 40.086 | 5.6111 | 41.3889 | 6.5171
822 | 8.3694 | -0.35719 | 14.1318 | -6.7615 | 41.6083 | 5.8436 | 41.2721 | 6.8121 | 65.1793 | 6.6008 | 9.9459 | -0.9277 | 40.0273 | 5.5525 | 41.4194 | 6.5476
823 | 8.3686 | -0.34888 | 14.14 | -6.7551 | 41.5925 | 5.8502 | 41.2922 | 6.8324 | 65.1918 | 6.6274 | 9.9421 | -0.93146 | 40.0193 | 5.5446 | 41.3828 | 6.5112
824 | 8.3685 | -0.34058 | 14.1465 | -6.7486 | 41.5847 | 5.8568 | 41.3123 | 6.8526 | 65.2057 | 6.6541 | 9.9383 | -0.93522 | 39.9699 | 5.4953 | 41.3736 | 6.502
825 | 8.3698 | -0.33227 | 14.153 | -6.7422 | 41.5944 | 5.8633 | 41.3323 | 6.8728 | 65.2229 | 6.6807 | 9.9346 | -0.93898 | 39.9973 | 5.5228 | 41.4017 | 6.5302
826 | 8.3712 | -0.32396 | 14.1594 | -6.7357 | 41.604 | 5.8699 | 41.3524 | 6.893 | 65.2401 | 6.7074 | 9.9308 | -0.94275 | 39.8339 | 5.3595 | 41.3204 | 6.449
827 | 8.3725 | -0.31565 | 14.1659 | -6.7293 | 41.6136 | 5.8765 | 41.3725 | 6.9132 | 65.2574 | 6.734 | 9.927 | -0.94651 | 39.8995 | 5.4253 | 41.3012 | 6.4299
828 | 8.3739 | -0.30734 | 14.1724 | -6.7228 | 41.6233 | 5.883 | 41.3926 | 6.9334 | 65.2746 | 6.7607 | 9.9232 | -0.95027 | 39.8203 | 5.3462 | 41.2659 | 6.3946
829 | 8.3752 | -0.32311 | 14.1789 | -6.7135 | 41.6329 | 5.9012 | 41.3937 | 6.9346 | 65.2918 | 6.7541 | 9.9206 | -0.95293 | 39.8185 | 5.3445 | 41.3532 | 6.4821
830 | 8.373 | -0.33888 | 14.1856 | -6.7042 | 41.643 | 5.9193 | 41.3948 | 6.9358 | 65.3041 | 6.7476 | 9.9179 | -0.95558 | 39.7779 | 5.304 | 41.2787 | 6.4077
831 | 8.3628 | -0.35465 | 14.1922 | -6.6949 | 41.6542 | 5.9375 | 41.3958 | 6.937 | 65.3051 | 6.7411 | 9.9152 | -0.95824 | 39.8561 | 5.3823 | 41.314 | 6.443
832 | 8.3526 | -0.37042 | 14.1989 | -6.6856 | 41.6655 | 5.9557 | 41.3969 | 6.9382 | 65.3062 | 6.7346 | 9.9126 | -0.9609 | 39.7439 | 5.2702 | 41.3139 | 6.443
833 | 8.3424 | -0.38619 | 14.2056 | -6.6763 | 41.6767 | 5.9738 | 41.398 | 6.9393 | 65.3072 | 6.7281 | 9.9099 | -0.96356 | 39.749 | 5.2754 | 41.3841 | 6.5133
834 | 8.3322 | -0.40196 | 14.2122 | -6.667 | 41.6879 | 5.992 | 41.3991 | 6.9405 | 65.3083 | 6.7216 | 9.9072 | -0.96621 | 39.6831 | 5.2096 | 41.243 | 6.3723
835 | 8.322 | -0.3973 | 14.2167 | -6.6735 | 41.6992 | 5.9863 | 41.404 | 6.9456 | 65.3093 | 6.7422 | 9.8961 | -0.97727 | 39.7795 | 5.3061 | 41.2281 | 6.3575
836 | 8.3148 | -0.39263 | 14.208 | -6.6799 | 41.7067 | 5.9807 | 41.409 | 6.9507 | 65.3154 | 6.7628 | 9.8851 | -0.98833 | 39.8241 | 5.3509 | 41.2887 | 6.4182
837 | 8.3142 | -0.38797 | 14.1992 | -6.6864 | 41.7059 | 5.975 | 41.414 | 6.9558 | 65.333 | 6.7833 | 9.874 | -0.9994 | 39.6997 | 5.2266 | 41.3056 | 6.4351
838 | 8.3136 | -0.38331 | 14.1904 | -6.6928 | 41.705 | 5.9694 | 41.419 | 6.9609 | 65.3505 | 6.8039 | 9.8629 | -1.0105 | 39.7825 | 5.3095 | 41.2836 | 6.4132
839 | 8.313 | -0.37864 | 14.1816 | -6.6993 | 41.7042 | 5.9637 | 41.4239 | 6.966 | 65.3681 | 6.8245 | 9.8519 | -1.0215 | 39.9002 | 5.4273 | 41.3341 | 6.4638
840 | 8.3125 | -0.37398 | 14.1728 | -6.7057 | 41.7033 | 5.9581 | 41.4289 | 6.9711 | 65.3857 | 6.8451 | 9.8408 | -1.0326 | 39.8209 | 5.3482 | 41.2598 | 6.3896
841 | 8.3119 | -0.38716 | 14.1626 | -6.7259 | 41.7025 | 5.9701 | 41.4452 | 6.9874 | 65.4032 | 6.8553 | 9.8441 | -1.0292 | 39.8095 | 5.3369 | 41.3374 | 6.4672
842 | 8.3076 | -0.40034 | 14.1432 | -6.746 | 41.7028 | 5.9821 | 41.4614 | 7.0038 | 65.4161 | 6.8655 | 9.8475 | -1.0259 | 39.8804 | 5.4079 | 41.3021 | 6.4321
843 | 8.2946 | -0.41353 | 14.1239 | -6.7662 | 41.7057 | 5.9941 | 41.4776 | 7.0202 | 65.418 | 6.8757 | 9.8508 | -1.0225 | 39.8278 | 5.3554 | 41.3736 | 6.5036
844 | 8.2817 | -0.42671 | 14.1046 | -6.7864 | 41.7085 | 6.0062 | 41.4939 | 7.0365 | 65.42 | 6.8859 | 9.8542 | -1.0192 | 39.8659 | 5.3936 | 41.4225 | 6.5526
845 | 8.2687 | -0.43989 | 14.0853 | -6.8065 | 41.7114 | 6.0182 | 41.5101 | 7.0529 | 65.4219 | 6.8961 | 9.8575 | -1.0158 | 39.8735 | 5.4013 | 41.4055 | 6.5358
846 | 8.2557 | -0.45307 | 14.0659 | -6.8267 | 41.7143 | 6.0302 | 41.5264 | 7.0692 | 65.4239 | 6.9063 | 9.8608 | -1.0124 | 39.9622 | 5.4902 | 41.3114 | 6.4417
847 | 8.2427 | -0.46486 | 14.0477 | -6.8385 | 41.7172 | 6.0108 | 41.4787 | 7.0216 | 65.4258 | 6.8877 | 9.848 | -1.0253 | 39.9717 | 5.4997 | 41.3429 | 6.4733
848 | 8.2313 | -0.47666 | 14.0359 | -6.8502 | 41.7128 | 5.9914 | 41.431 | 6.9741 | 65.4235 | 6.8691 | 9.8351 | -1.0381 | 39.9216 | 5.4498 | 41.4088 | 6.5393
849 | 8.2238 | -0.48845 | 14.0241 | -6.862 | 41.6908 | 5.9719 | 41.3833 | 6.9265 | 65.4107 | 6.8506 | 9.8223 | -1.051 | 39.9648 | 5.4931 | 41.315 | 6.4456
850 | 8.2162 | -0.50024 | 14.0123 | -6.8738 | 41.6689 | 5.9525 | 41.3355 | 6.8789 | 65.398 | 6.832 | 9.8094 | -1.0638 | 40.0698 | 5.5983 | 41.3423 | 6.4729
851 | 8.2086 | -0.51203 | 14.0004 | -6.8856 | 41.647 | 5.9331 | 41.2878 | 6.8313 | 65.3852 | 6.8135 | 9.7965 | -1.0767 | 39.9118 | 5.4403 | 41.4197 | 6.5504
852 | 8.201 | -0.52382 | 13.9886 | -6.8974 | 41.625 | 5.9136 | 41.2401 | 6.7837 | 65.3725 | 6.7949 | 9.7837 | -1.0895 | 40.0293 | 5.558 | 41.3385 | 6.4693
853 | 8.1934 | -0.52017 | 13.9772 | -6.9068 | 41.6031 | 5.8861 | 41.252 | 6.7957 | 65.3597 | 6.797 | 9.7866 | -1.0866 | 40.0642 | 5.593 | 41.4323 | 6.5632
854 | 8.1884 | -0.51652 | 13.9681 | -6.9162 | 41.5806 | 5.8585 | 41.2639 | 6.8077 | 65.3506 | 6.7992 | 9.7896 | -1.0836 | 40.0091 | 5.538 | 41.4631 | 6.5941
855 | 8.1896 | -0.51286 | 13.959 | -6.9256 | 41.557 | 5.831 | 41.2759 | 6.8197 | 65.3506 | 6.8013 | 9.7925 | -1.0807 | 40.137 | 5.666 | 41.3967 | 6.5277
856 | 8.1907 | -0.50921 | 13.9499 | -6.935 | 41.5334 | 5.8034 | 41.2878 | 6.8318 | 65.3505 | 6.8034 | 9.7954 | -1.0777 | 40.0947 | 5.6239 | 41.4112 | 6.5424
857 | 8.1919 | -0.50555 | 13.9408 | -6.9444 | 41.5098 | 5.7759 | 41.2997 | 6.8438 | 65.3504 | 6.8055 | 9.7984 | -1.0748 | 40.1462 | 5.6755 | 41.43 | 6.5612
858 | 8.1931 | -0.5019 | 13.9317 | -6.9538 | 41.4863 | 5.7484 | 41.3116 | 6.8558 | 65.3503 | 6.8077 | 9.8013 | -1.0718 | 40.1684 | 5.6978 | 41.4365 | 6.5678
859 | 8.1942 | -0.50629 | 13.9233 | -6.9586 | 41.4627 | 5.7353 | 41.3204 | 6.8648 | 65.3503 | 6.8024 | 9.7895 | -1.0836 | 40.0897 | 5.6192 | 41.4732 | 6.6045
860 | 8.195 | -0.51069 | 13.9194 | -6.9633 | 41.4438 | 5.7223 | 41.3293 | 6.8738 | 65.3495 | 6.7971 | 9.7778 | -1.0954 | 40.1247 | 5.6543 | 41.5124 | 6.6438
861 | 8.195 | -0.51508 | 13.9154 | -6.9681 | 41.4367 | 5.7093 | 41.3382 | 6.8827 | 65.3468 | 6.7918 | 9.766 | -1.1071 | 40.128 | 5.6578 | 41.4123 | 6.5438
862 | 8.1949 | -0.51947 | 13.9115 | -6.9729 | 41.4297 | 5.6963 | 41.347 | 6.8917 | 65.3442 | 6.7865 | 9.7542 | -1.1189 | 40.031 | 5.5608 | 41.3652 | 6.4968
863 | 8.1948 | -0.52386 | 13.9075 | -6.9776 | 41.4227 | 5.6833 | 41.3559 | 6.9007 | 65.3415 | 6.7812 | 9.7424 | -1.1306 | 40.1047 | 5.6347 | 41.4502 | 6.5819
864 | 8.1947 | -0.52826 | 13.9036 | -6.9824 | 41.4156 | 5.6702 | 41.3647 | 6.9097 | 65.3389 | 6.7759 | 9.7307 | -1.1424 | 40.169 | 5.699 | 41.4507 | 6.5824
865 | 8.1946 | -0.51694 | 13.9008 | -6.979 | 41.4086 | 5.6788 | 41.347 | 6.892 | 65.3362 | 6.7801 | 9.7345 | -1.1386 | 40.0122 | 5.5424 | 41.4553 | 6.5871
866 | 8.1972 | -0.50563 | 13.905 | -6.9755 | 41.4024 | 5.6874 | 41.3293 | 6.8744 | 65.3345 | 6.7844 | 9.7383 | -1.1347 | 40.0304 | 5.5608 | 41.4265 | 6.5584
867 | 8.2064 | -0.49432 | 13.9092 | -6.972 | 41.3986 | 5.6959 | 41.3116 | 6.8568 | 65.3353 | 6.7886 | 9.7421 | -1.1309 | 40.0378 | 5.5682 | 41.4981 | 6.6301
868 | 8.2157 | -0.483 | 13.9134 | -6.9686 | 41.3948 | 5.7045 | 41.2938 | 6.8392 | 65.3361 | 6.7928 | 9.746 | -1.1271 | 39.9975 | 5.5281 | 41.413 | 6.5451
869 | 8.225 | -0.47169 | 13.9176 | -6.9651 | 41.3909 | 5.7131 | 41.2761 | 6.8216 | 65.3369 | 6.797 | 9.7498 | -1.1232 | 40.0421 | 5.5728 | 41.4146 | 6.5467
870 | 8.2342 | -0.46038 | 13.9218 | -6.9617 | 41.3871 | 5.7216 | 41.2584 | 6.8039 | 65.3377 | 6.8013 | 9.7536 | -1.1194 | 40.0585 | 5.5893 | 41.4209 | 6.5532
871 | 8.2435 | -0.45551 | 13.9267 | -6.9506 | 41.3833 | 5.6878 | 41.2611 | 6.8068 | 65.3385 | 6.7939 | 9.755 | -1.1179 | 39.946 | 5.4769 | 41.4712 | 6.6035
872 | 8.2508 | -0.45064 | 13.9363 | -6.9395 | 41.3753 | 5.6539 | 41.2638 | 6.8096 | 65.339 | 6.7865 | 9.7565 | -1.1165 | 39.9466 | 5.4776 | 41.3734 | 6.5058
873 | 8.2526 | -0.44577 | 13.9458 | -6.9285 | 41.3562 | 5.62 | 41.2665 | 6.8124 | 65.3385 | 6.7791 | 9.7579 | -1.115 | 39.9196 | 5.4508 | 41.4868 | 6.6193
874 | 8.2545 | -0.4409 | 13.9553 | -6.9174 | 41.3371 | 5.5862 | 41.2692 | 6.8153 | 65.3381 | 6.7717 | 9.7594 | -1.1136 | 39.8429 | 5.3741 | 41.482 | 6.6145
875 | 8.2564 | -0.43603 | 13.9649 | -6.9063 | 41.3181 | 5.5523 | 41.272 | 6.8181 | 65.3377 | 6.7643 | 9.7608 | -1.1121 | 39.8287 | 5.3601 | 41.3119 | 6.4445
876 | 8.2583 | -0.43116 | 13.9744 | -6.8953 | 41.299 | 5.5184 | 41.2747 | 6.8209 | 65.3372 | 6.7569 | 9.7623 | -1.1107 | 39.813 | 5.3445 | 41.4127 | 6.5454
877 | 8.2602 | -0.43599 | 13.9829 | -6.8925 | 41.2799 | 5.5366 | 41.2774 | 6.8237 | 65.3368 | 6.7739 | 9.7682 | -1.1047 | 39.8889 | 5.4205 | 41.3607 | 6.4935
878 | 8.2614 | -0.44082 | 13.9853 | -6.8897 | 41.2701 | 5.5548 | 41.28 | 6.8265 | 65.3415 | 6.7909 | 9.7741 | -1.0988 | 39.7412 | 5.2729 | 41.4779 | 6.6107
879 | 8.2606 | -0.44564 | 13.9878 | -6.8869 | 41.2853 | 5.573 | 41.2827 | 6.8293 | 65.3603 | 6.8079 | 9.7801 | -1.0928 | 39.8001 | 5.3319 | 41.4987 | 6.6316
880 | 8.2599 | -0.45047 | 13.9902 | -6.8842 | 41.3006 | 5.5912 | 41.2854 | 6.832 | 65.379 | 6.8249 | 9.786 | -1.0869 | 39.7155 | 5.2475 | 41.4144 | 6.5474
881 | 8.2592 | -0.4553 | 13.9927 | -6.8814 | 41.3158 | 5.6093 | 41.288 | 6.8348 | 65.3978 | 6.8419 | 9.7919 | -1.0809 | 39.6966 | 5.2287 | 41.3822 | 6.5153
882 | 8.2584 | -0.46013 | 13.9951 | -6.8786 | 41.3311 | 5.6275 | 41.2907 | 6.8376 | 65.4166 | 6.8589 | 9.7979 | -1.075 | 39.7784 | 5.3106 | 41.3664 | 6.4995
883 | 8.2577 | -0.4501 | 13.9977 | -6.8758 | 41.3463 | 5.6362 | 41.299 | 6.846 | 65.4354 | 6.8823 | 9.8043 | -1.0686 | 39.7088 | 5.2412 | 41.4264 | 6.5596
884 | 8.2602 | -0.44007 | 14.0011 | -6.8729 | 41.3579 | 5.6449 | 41.3073 | 6.8544 | 65.453 | 6.9058 | 9.8107 | -1.0621 | 39.691 | 5.2235 | 41.3997 | 6.533
885 | 8.2717 | -0.43004 | 14.0046 | -6.8701 | 41.3593 | 5.6536 | 41.3156 | 6.8629 | 65.4674 | 6.9292 | 9.8172 | -1.0557 | 39.7002 | 5.2328 | 41.4044 | 6.5377
886 | 8.2832 | -0.42002 | 14.008 | -6.8673 | 41.3607 | 5.6623 | 41.3239 | 6.8713 | 65.4818 | 6.9526 | 9.8236 | -1.0492 | 39.6735 | 5.2062 | 41.5188 | 6.6523
887 | 8.2947 | -0.40999 | 14.0115 | -6.8644 | 41.3621 | 5.6709 | 41.3323 | 6.8797 | 65.4961 | 6.9761 | 9.83 | -1.0428 | 39.638 | 5.1708 | 41.4913 | 6.6248
888 | 8.3061 | -0.39996 | 14.0149 | -6.8616 | 41.3635 | 5.6796 | 41.3406 | 6.8881 | 65.5105 | 6.9995 | 9.8365 | -1.0364 | 39.6129 | 5.1459 | 41.3862 | 6.5198
889 | 8.3176 | -0.38426 | 14.019 | -6.8521 | 41.365 | 5.6639 | 41.3351 | 6.8828 | 65.5249 | 6.992 | 9.8428 | -1.03 | 39.5949 | 5.128 | 41.435 | 6.5687
890 | 8.3303 | -0.36856 | 14.0273 | -6.8425 | 41.3645 | 5.6483 | 41.3296 | 6.8774 | 65.5365 | 6.9845 | 9.8491 | -1.0237 | 39.5394 | 5.0726 | 41.4298 | 6.5636
891 | 8.3466 | -0.35286 | 14.0355 | -6.833 | 41.3589 | 5.6326 | 41.3242 | 6.8721 | 65.5399 | 6.977 | 9.8554 | -1.0174 | 39.5952 | 5.1285 | 41.4439 | 6.5777
892 | 8.3628 | -0.33716 | 14.0437 | -6.8234 | 41.3533 | 5.6169 | 41.3187 | 6.8667 | 65.5434 | 6.9695 | 9.8617 | -1.0111 | 39.6336 | 5.167 | 41.3395 | 6.4734
893 | 8.3791 | -0.32145 | 14.0519 | -6.8139 | 41.3477 | 5.6012 | 41.3133 | 6.8614 | 65.5468 | 6.9621 | 9.868 | -1.0048 | 39.5416 | 5.0751 | 41.4308 | 6.5647
894 | 8.3953 | -0.30575 | 14.0601 | -6.8044 | 41.3421 | 5.5855 | 41.3078 | 6.856 | 65.5503 | 6.9546 | 9.8743 | -0.99843 | 39.5216 | 5.0553 | 41.2985 | 6.4325
895 | 8.4116 | -0.28749 | 14.0673 | -6.8017 | 41.3364 | 5.6051 | 41.3312 | 6.8796 | 65.5538 | 6.985 | 9.882 | -0.99074 | 39.4921 | 5.0259 | 41.3434 | 6.4775
896 | 8.4237 | -0.26923 | 14.0682 | -6.799 | 41.3347 | 5.6248 | 41.3547 | 6.9031 | 65.5614 | 7.0155 | 9.8897 | -0.98306 | 39.5322 | 5.0661 | 41.4286 | 6.5628
897 | 8.4238 | -0.25097 | 14.0691 | -6.7964 | 41.3444 | 5.6444 | 41.3781 | 6.9267 | 65.5815 | 7.0459 | 9.8973 | -0.97538 | 39.5281 | 5.0622 | 41.3122 | 6.4465
898 | 8.4238 | -0.2327 | 14.0701 | -6.7937 | 41.354 | 5.6641 | 41.4016 | 6.9502 | 65.6016 | 7.0764 | 9.905 | -0.96769 | 39.5074 | 5.0415 | 41.2572 | 6.3915
899 | 8.4239 | -0.21444 | 14.071 | -6.791 | 41.3637 | 5.6837 | 41.425 | 6.9738 | 65.6217 | 7.1068 | 9.9127 | -0.96001 | 39.5089 | 5.0432 | 41.3833 | 6.5177
900 | 8.4239 | -0.19618 | 14.0719 | -6.7884 | 41.3733 | 5.7033 | 41.4485 | 6.9973 | 65.6418 | 7.1372 | 9.9204 | -0.95233 | 39.4925 | 5.0269 | 41.3735 | 6.508
901 | 8.424 | -0.23972 | 14.0713 | -6.7956 | 41.383 | 5.6894 | 41.4258 | 6.9748 | 65.6619 | 7.1325 | 9.9213 | -0.95139 | 39.5622 | 5.0968 | 41.3915 | 6.5261
902 | 8.4148 | -0.28327 | 14.0622 | -6.8028 | 41.3871 | 5.6755 | 41.4032 | 6.9523 | 65.6752 | 7.1277 | 9.9222 | -0.95045 | 39.4665 | 5.0012 | 41.4273 | 6.5619
903 | 8.3779 | -0.32682 | 14.053 | -6.81 | 41.3743 | 5.6616 | 41.3806 | 6.9298 | 65.6683 | 7.1229 | 9.9231 | -0.94951 | 39.4981 | 5.0329 | 41.4355 | 6.5702
904 | 8.341 | -0.37036 | 14.0438 | -6.8173 | 41.3616 | 5.6477 | 41.3579 | 6.9072 | 65.6613 | 7.1181 | 9.9241 | -0.94856 | 39.5336 | 5.0686 | 41.4439 | 6.5787
905 | 8.3041 | -0.41391 | 14.0347 | -6.8245 | 41.3489 | 5.6338 | 41.3353 | 6.8847 | 65.6543 | 7.1133 | 9.925 | -0.94762 | 39.5225 | 5.0575 | 41.4264 | 6.5612
906 | 8.2671 | -0.45746 | 14.0255 | -6.8317 | 41.3362 | 5.6198 | 41.3127 | 6.8622 | 65.6474 | 7.1085 | 9.9259 | -0.94668 | 39.4985 | 5.0337 | 41.405 | 6.5399
907 | 8.2302 | -0.47765 | 14.0152 | -6.8503 | 41.3235 | 5.6107 | 41.3046 | 6.8543 | 65.6404 | 7.0966 | 9.9273 | -0.94533 | 39.5067 | 5.042 | 41.357 | 6.492
908 | 8.1993 | -0.49784 | 13.9989 | -6.8689 | 41.3107 | 5.6016 | 41.2966 | 6.8463 | 65.6326 | 7.0846 | 9.9286 | -0.94397 | 39.5253 | 5.0607 | 41.3379 | 6.4729
909 | 8.1871 | -0.51804 | 13.9826 | -6.8875 | 41.2976 | 5.5925 | 41.2885 | 6.8384 | 65.6222 | 7.0726 | 9.93 | -0.94262 | 39.4378 | 4.9733 | 41.3363 | 6.4714
910 | 8.1748 | -0.53823 | 13.9662 | -6.9061 | 41.2844 | 5.5834 | 41.2805 | 6.8304 | 65.6118 | 7.0606 | 9.9313 | -0.94126 | 39.4341 | 4.9698 | 41.3681 | 6.5034
911 | 8.1626 | -0.55842 | 13.9499 | -6.9247 | 41.2713 | 5.5743 | 41.2724 | 6.8225 | 65.6013 | 7.0487 | 9.9327 | -0.9399 | 39.5771 | 5.1128 | 41.3296 | 6.4648
912 | 8.1503 | -0.57862 | 13.9335 | -6.9433 | 41.2582 | 5.5652 | 41.2644 | 6.8145 | 65.5909 | 7.0367 | 9.934 | -0.93855 | 39.4569 | 4.9928 | 41.3431 | 6.4785
913 | 8.138 | -0.57109 | 13.9197 | -6.9436 | 41.2451 | 5.5431 | 41.2611 | 6.8114 | 65.5805 | 7.0303 | 9.9245 | -0.94802 | 39.4939 | 5.0299 | 41.2149 | 6.3503
914 | 8.13 | -0.56356 | 13.9195 | -6.9438 | 41.2298 | 5.521 | 41.2579 | 6.8082 | 65.5716 | 7.024 | 9.9151 | -0.95748 | 39.4746 | 5.0107 | 41.221 | 6.3564
915 | 8.1355 | -0.55603 | 13.9194 | -6.9441 | 41.2076 | 5.4989 | 41.2546 | 6.8051 | 65.5672 | 7.0176 | 9.9056 | -0.96695 | 39.5246 | 5.0608 | 41.261 | 6.3966
916 | 8.141 | -0.54849 | 13.9192 | -6.9444 | 41.1855 | 5.4768 | 41.2513 | 6.8019 | 65.5628 | 7.0113 | 9.8961 | -0.97641 | 39.4681 | 5.0045 | 41.2079 | 6.3436
917 | 8.1464 | -0.54096 | 13.9191 | -6.9446 | 41.1633 | 5.4547 | 41.2481 | 6.7988 | 65.5585 | 7.0049 | 9.8866 | -0.98588 | 39.4604 | 4.9969 | 41.1971 | 6.3328
918 | 8.1519 | -0.53343 | 13.9189 | -6.9449 | 41.1412 | 5.4326 | 41.2448 | 6.7956 | 65.5541 | 6.9985 | 9.8772 | -0.99535 | 39.4899 | 5.0266 | 41.2271 | 6.3628
919 | 8.1574 | -0.53222 | 13.9193 | -6.942 | 41.119 | 5.411 | 41.2591 | 6.81 | 65.5497 | 6.9993 | 9.872 | -1.0005 | 39.4009 | 4.9377 | 41.2284 | 6.3642
920 | 8.1606 | -0.53101 | 13.9225 | -6.939 | 41.0979 | 5.3893 | 41.2733 | 6.8243 | 65.5459 | 7 | 9.8668 | -1.0057 | 39.4516 | 4.9885 | 41.145 | 6.2809
921 | 8.1566 | -0.5298 | 13.9257 | -6.9361 | 41.0803 | 5.3677 | 41.2875 | 6.8386 | 65.5439 | 7.0007 | 9.8617 | -1.0108 | 39.4321 | 4.9691 | 41.2219 | 6.3579
922 | 8.1526 | -0.52858 | 13.9289 | -6.9332 | 41.0626 | 5.3461 | 41.3017 | 6.8529 | 65.5419 | 7.0014 | 9.8565 | -1.016 | 39.384 | 4.9211 | 41.2429 | 6.379
923 | 8.1486 | -0.52737 | 13.9321 | -6.9302 | 41.045 | 5.3245 | 41.3159 | 6.8673 | 65.5398 | 7.0022 | 9.8513 | -1.0211 | 39.3747 | 4.912 | 41.1671 | 6.3032
924 | 8.1446 | -0.52616 | 13.9353 | -6.9273 | 41.0274 | 5.3028 | 41.3301 | 6.8816 | 65.5378 | 7.0029 | 9.8462 | -1.0263 | 39.3914 | 4.9288 | 41.1898 | 6.326
925 | 8.1406 | -0.54196 | 13.939 | -6.9201 | 41.0098 | 5.2955 | 41.2903 | 6.8419 | 65.5358 | 6.9945 | 9.839 | -1.0334 | 39.2749 | 4.8124 | 41.1178 | 6.254
926 | 8.1348 | -0.55777 | 13.9451 | -6.9129 | 40.9929 | 5.2881 | 41.2505 | 6.8021 | 65.5337 | 6.9862 | 9.8319 | -1.0406 | 39.3231 | 4.8608 | 41.1359 | 6.2722
927 | 8.123 | -0.57357 | 13.9512 | -6.9057 | 40.9787 | 5.2807 | 41.2106 | 6.7624 | 65.5315 | 6.9779 | 9.8247 | -1.0477 | 39.2394 | 4.7771 | 41.1741 | 6.3105
928 | 8.1111 | -0.58937 | 13.9573 | -6.8985 | 40.9645 | 5.2733 | 41.1708 | 6.7227 | 65.5292 | 6.9695 | 9.8176 | -1.0548 | 39.2236 | 4.7615 | 41.1242 | 6.2607
929 | 8.0992 | -0.60518 | 13.9634 | -6.8913 | 40.9503 | 5.2659 | 41.131 | 6.6829 | 65.527 | 6.9612 | 9.8105 | -1.0619 | 39.2332 | 4.7712 | 41.0256 | 6.1622
930 | 8.0874 | -0.62098 | 13.9696 | -6.8841 | 40.9361 | 5.2586 | 41.0911 | 6.6432 | 65.5248 | 6.9529 | 9.8033 | -1.0691 | 39.2244 | 4.7626 | 41.1424 | 6.279
931 | 8.0755 | -0.62279 | 13.9747 | -6.8823 | 40.9219 | 5.2288 | 41.0977 | 6.6499 | 65.5226 | 6.9655 | 9.8048 | -1.0676 | 39.1736 | 4.7119 | 41.1348 | 6.2715
932 | 8.0655 | -0.62461 | 13.9747 | -6.8804 | 40.9074 | 5.199 | 41.1042 | 6.6565 | 65.5224 | 6.9782 | 9.8062 | -1.0662 | 39.1605 | 4.6989 | 41.1027 | 6.2394
933 | 8.0617 | -0.62642 | 13.9747 | -6.8786 | 40.8919 | 5.1692 | 41.1108 | 6.6632 | 65.5294 | 6.9908 | 9.8076 | -1.0648 | 39.1584 | 4.697 | 41.1178 | 6.2546
934 | 8.058 | -0.62823 | 13.9746 | -6.8768 | 40.8764 | 5.1394 | 41.1173 | 6.6698 | 65.5363 | 7.0035 | 9.809 | -1.0634 | 39.0869 | 4.6255 | 41.144 | 6.2808
935 | 8.0543 | -0.63004 | 13.9746 | -6.875 | 40.8609 | 5.1097 | 41.1239 | 6.6765 | 65.5433 | 7.0161 | 9.8104 | -1.0619 | 39.0676 | 4.6063 | 41.084 | 6.2209
936 | 8.0505 | -0.63185 | 13.9746 | -6.8732 | 40.8454 | 5.0799 | 41.1304 | 6.6831 | 65.5502 | 7.0288 | 9.8118 | -1.0605 | 39.0905 | 4.6294 | 41.1456 | 6.2826
937 | 8.0468 | -0.63947 | 13.9731 | -6.8822 | 40.8298 | 5.0989 | 41.1237 | 6.6765 | 65.5572 | 7.0225 | 9.8073 | -1.065 | 39.1136 | 4.6526 | 41.1328 | 6.2698
938 | 8.0422 | -0.64709 | 13.9639 | -6.8913 | 40.8215 | 5.1179 | 41.117 | 6.6699 | 65.5632 | 7.0162 | 9.8027 | -1.0696 | 39.1205 | 4.6596 | 41.1711 | 6.3083
939 | 8.0346 | -0.65471 | 13.9547 | -6.9003 | 40.8385 | 5.137 | 41.1102 | 6.6633 | 65.5661 | 7.0099 | 9.7982 | -1.0741 | 39.0903 | 4.6296 | 41.2025 | 6.3397
940 | 8.027 | -0.66233 | 13.9456 | -6.9094 | 40.8556 | 5.156 | 41.1035 | 6.6566 | 65.5689 | 7.0036 | 9.7936 | -1.0787 | 39.0053 | 4.5447 | 41.1611 | 6.2983
941 | 8.0194 | -0.66996 | 13.9364 | -6.9184 | 40.8727 | 5.175 | 41.0968 | 6.65 | 65.5717 | 6.9973 | 9.789 | -1.0833 | 39.0526 | 4.5921 | 41.2433 | 6.3807
942 | 8.0118 | -0.67758 | 13.9272 | -6.9275 | 40.8898 | 5.194 | 41.0901 | 6.6434 | 65.5745 | 6.991 | 9.7845 | -1.0878 | 39.0199 | 4.5595 | 41.2015 | 6.3389
943 | 8.0042 | -0.68444 | 13.9181 | -6.9352 | 40.9068 | 5.2072 | 41.0894 | 6.6428 | 65.5773 | 7.0156 | 9.7894 | -1.0828 | 39.0508 | 4.5906 | 41.2368 | 6.3743
944 | 7.9975 | -0.6913 | 13.9092 | -6.9428 | 40.9233 | 5.2203 | 41.0888 | 6.6423 | 65.5837 | 7.0403 | 9.7944 | -1.0779 | 39.0947 | 4.6346 | 41.1904 | 6.3279
945 | 7.994 | -0.69816 | 13.9003 | -6.9505 | 40.9375 | 5.2334 | 41.0881 | 6.6418 | 65.6033 | 7.0649 | 9.7994 | -1.0729 | 39.0592 | 4.5992 | 41.3218 | 6.4594
946 | 7.9905 | -0.70502 | 13.8915 | -6.9582 | 40.9517 | 5.2465 | 41.0875 | 6.6412 | 65.6229 | 7.0895 | 9.8043 | -1.0679 | 39.0628 | 4.6029 | 41.2859 | 6.4236
947 | 7.987 | -0.71188 | 13.8826 | -6.9659 | 40.9659 | 5.2596 | 41.0868 | 6.6407 | 65.6426 | 7.1141 | 9.8093 | -1.0629 | 39.1226 | 4.6629 | 41.3514 | 6.4892
948 | 7.9835 | -0.71874 | 13.8738 | -6.9736 | 40.98 | 5.2727 | 41.0862 | 6.6401 | 65.6622 | 7.1387 | 9.8143 | -1.058 | 39.0344 | 4.5747 | 41.3085 | 6.4463
949 | 7.9799 | -0.7137 | 13.8641 | -6.9873 | 40.9942 | 5.2901 | 41.1041 | 6.6581 | 65.6818 | 7.1469 | 9.8217 | -1.0505 | 39.1067 | 4.6472 | 41.2687 | 6.4066
950 | 7.9775 | -0.70866 | 13.8503 | -7.0011 | 41.0074 | 5.3075 | 41.1219 | 6.6761 | 65.6989 | 7.155 | 9.8291 | -1.0431 | 39.1082 | 4.6488 | 41.3696 | 6.5075
951 | 7.9791 | -0.70362 | 13.8365 | -7.0149 | 41.0168 | 5.3249 | 41.1398 | 6.6941 | 65.7065 | 7.1632 | 9.8366 | -1.0356 | 39.1829 | 4.7236 | 41.33 | 6.468
952 | 7.9808 | -0.69858 | 13.8226 | -7.0287 | 41.0262 | 5.3423 | 41.1577 | 6.712 | 65.714 | 7.1714 | 9.844 | -1.0282 | 39.1888 | 4.7297 | 41.3533 | 6.4913
953 | 7.9824 | -0.69354 | 13.8088 | -7.0425 | 41.0355 | 5.3597 | 41.1755 | 6.73 | 65.7216 | 7.1796 | 9.8514 | -1.0208 | 39.204 | 4.745 | 41.3369 | 6.475
954 | 7.984 | -0.6885 | 13.795 | -7.0563 | 41.0449 | 5.3771 | 41.1934 | 6.748 | 65.7291 | 7.1877 | 9.8588 | -1.0133 | 39.2156 | 4.7568 | 41.4439 | 6.5821
955 | 7.9856 | -0.69419 | 13.7818 | -7.0681 | 41.0543 | 5.3684 | 41.184 | 6.7386 | 65.7367 | 7.1941 | 9.8608 | -1.0113 | 39.2928 | 4.834 | 41.4442 | 6.5824
956 | 7.9872 | -0.69988 | 13.7721 | -7.08 | 41.0605 | 5.3596 | 41.1745 | 6.7293 | 65.7438 | 7.2005 | 9.8628 | -1.0094 | 39.2695 | 4.8109 | 41.4027 | 6.541
957 | 7.9885 | -0.70556 | 13.7624 | -7.0919 | 41.0541 | 5.3509 | 41.1651 | 6.72 | 65.7491 | 7.2069 | 9.8648 | -1.0074 | 39.2139 | 4.7554 | 41.4386 | 6.577
958 | 7.9898 | -0.71125 | 13.7527 | -7.1037 | 41.0478 | 5.3421 | 41.1557 | 6.7106 | 65.7544 | 7.2133 | 9.8668 | -1.0054 | 39.2823 | 4.8239 | 41.4279 | 6.5663
959 | 7.9911 | -0.71694 | 13.743 | -7.1156 | 41.0414 | 5.3334 | 41.1462 | 6.7013 | 65.7598 | 7.2197 | 9.8687 | -1.0034 | 39.4236 | 4.9653 | 41.4264 | 6.5649
960 | 7.9923 | -0.72262 | 13.7333 | -7.1275 | 41.0351 | 5.3246 | 41.1368 | 6.692 | 65.7651 | 7.2261 | 9.8707 | -1.0014 | 39.3397 | 4.8816 | 41.387 | 6.5255
961 | 7.9936 | -0.70439 | 13.726 | -7.1215 | 41.0287 | 5.3245 | 41.146 | 6.7012 | 65.7704 | 7.2292 | 9.8832 | -0.9889 | 39.4254 | 4.9674 | 41.4051 | 6.5437
962 | 7.9974 | -0.68615 | 13.7311 | -7.1156 | 41.0228 | 5.3245 | 41.1551 | 6.7105 | 65.775 | 7.2323 | 9.8957 | -0.97638 | 39.4861 | 5.0282 | 41.4159 | 6.5546
963 | 8.0114 | -0.66792 | 13.7362 | -7.1097 | 41.0186 | 5.3244 | 41.1642 | 6.7197 | 65.7764 | 7.2355 | 9.9083 | -0.96386 | 39.366 | 4.9083 | 41.3402 | 6.4789
964 | 8.0253 | -0.64969 | 13.7413 | -7.1037 | 41.0145 | 5.3243 | 41.1734 | 6.729 | 65.7778 | 7.2386 | 9.9208 | -0.95135 | 39.461 | 5.0034 | 41.4123 | 6.5511
965 | 8.0393 | -0.63145 | 13.7463 | -7.0978 | 41.0103 | 5.3243 | 41.1825 | 6.7382 | 65.7792 | 7.2418 | 9.9333 | -0.93883 | 39.5413 | 5.0838 | 41.4405 | 6.5794
966 | 8.0532 | -0.61322 | 13.7514 | -7.0918 | 41.0062 | 5.3242 | 41.1917 | 6.7475 | 65.7807 | 7.2449 | 9.9458 | -0.92631 | 39.5672 | 5.1098 | 41.3736 | 6.5125
967 | 8.0672 | -0.60857 | 13.7564 | -7.0898 | 41.002 | 5.3112 | 41.1882 | 6.744 | 65.7821 | 7.2426 | 9.9447 | -0.92741 | 39.5944 | 5.1372 | 41.3767 | 6.5157
968 | 8.0798 | -0.60391 | 13.7609 | -7.0878 | 40.9945 | 5.2982 | 41.1846 | 6.7406 | 65.7817 | 7.2404 | 9.9436 | -0.92852 | 39.5861 | 5.129 | 41.3543 | 6.4934
969 | 8.0871 | -0.59926 | 13.7653 | -7.0857 | 40.9733 | 5.2852 | 41.1811 | 6.7372 | 65.7736 | 7.2381 | 9.9424 | -0.92962 | 39.6362 | 5.1793 | 41.3508 | 6.4899
970 | 8.0944 | -0.59461 | 13.7698 | -7.0837 | 40.952 | 5.2722 | 41.1776 | 6.7338 | 65.7655 | 7.2358 | 9.9413 | -0.93073 | 39.63 | 5.1731 | 41.393 | 6.5322
971 | 8.1018 | -0.58996 | 13.7743 | -7.0816 | 40.9307 | 5.2592 | 41.1741 | 6.7304 | 65.7574 | 7.2335 | 9.9402 | -0.93183 | 39.6021 | 5.1454 | 41.3305 | 6.4698
972 | 8.1091 | -0.58531 | 13.7787 | -7.0796 | 40.9095 | 5.2462 | 41.1706 | 6.727 | 65.7493 | 7.2312 | 9.9391 | -0.93293 | 39.6421 | 5.1856 | 41.3417 | 6.481
973 | 8.1164 | -0.57115 | 13.786 | -7.0579 | 40.8882 | 5.2065 | 41.153 | 6.7095 | 65.7412 | 7.21 | 9.9234 | -0.94866 | 39.5766 | 5.1202 | 41.2844 | 6.4238
974 | 8.1247 | -0.55699 | 13.808 | -7.0363 | 40.8622 | 5.1667 | 41.1355 | 6.6921 | 65.73 | 7.1887 | 9.9076 | -0.96439 | 39.6408 | 5.1845 | 41.199 | 6.3384
975 | 8.1372 | -0.54284 | 13.8299 | -7.0146 | 40.816 | 5.127 | 41.118 | 6.6746 | 65.7055 | 7.1674 | 9.8919 | -0.98012 | 39.6727 | 5.2164 | 41.2218 | 6.3613
976 | 8.1498 | -0.52868 | 13.8519 | -6.9929 | 40.7698 | 5.0873 | 41.1004 | 6.6572 | 65.681 | 7.1461 | 9.8762 | -0.99585 | 39.6464 | 5.1903 | 41.1905 | 6.3301
977 | 8.1624 | -0.51452 | 13.8738 | -6.9712 | 40.7236 | 5.0475 | 41.0829 | 6.6398 | 65.6565 | 7.1248 | 9.8604 | -1.0116 | 39.6106 | 5.1547 | 41.2094 | 6.349
978 | 8.1749 | -0.50036 | 13.8958 | -6.9496 | 40.6775 | 5.0078 | 41.0653 | 6.6223 | 65.6321 | 7.1036 | 9.8447 | -1.0273 | 39.6464 | 5.1906 | 41.2101 | 6.3498
979 | 8.1875 | -0.4908 | 13.9181 | -6.9237 | 40.6313 | 4.9474 | 41.0528 | 6.6099 | 65.6076 | 7.072 | 9.8505 | -1.0215 | 39.5718 | 5.1161 | 41.231 | 6.3707
980 | 8.1985 | -0.48123 | 13.9427 | -6.8979 | 40.5838 | 4.8869 | 41.0403 | 6.5975 | 65.5815 | 7.0404 | 9.8564 | -1.0156 | 39.6852 | 5.2296 | 41.1252 | 6.265
981 | 8.2023 | -0.47166 | 13.9672 | -6.872 | 40.5306 | 4.8265 | 41.0277 | 6.585 | 65.5485 | 7.0088 | 9.8622 | -1.0097 | 39.5587 | 5.1033 | 41.1813 | 6.3212
982 | 8.2062 | -0.46209 | 13.9917 | -6.8462 | 40.4774 | 4.7661 | 41.0152 | 6.5726 | 65.5155 | 6.9772 | 9.8681 | -1.0039 | 39.6001 | 5.1448 | 41.0722 | 6.2121
983 | 8.21 | -0.45253 | 14.0162 | -6.8203 | 40.4242 | 4.7056 | 41.0027 | 6.5602 | 65.4824 | 6.9456 | 9.8739 | -0.99804 | 39.6138 | 5.1586 | 41.1563 | 6.2962
984 | 8.2139 | -0.44296 | 14.0407 | -6.7945 | 40.371 | 4.6452 | 40.9902 | 6.5478 | 65.4494 | 6.914 | 9.8798 | -0.99219 | 39.5175 | 5.0624 | 41.1174 | 6.2575
985 | 8.2177 | -0.45154 | 14.0639 | -6.776 | 40.3178 | 4.6093 | 40.9617 | 6.5194 | 65.4164 | 6.878 | 9.864 | -1.0079 | 39.5115 | 5.0565 | 41.1215 | 6.2616
986 | 8.2196 | -0.46013 | 14.0799 | -6.7574 | 40.2684 | 4.5734 | 40.9333 | 6.4911 | 65.3843 | 6.8419 | 9.8483 | -1.0236 | 39.4415 | 4.9867 | 41.138 | 6.2781
987 | 8.2122 | -0.46871 | 14.096 | -6.7389 | 40.2369 | 4.5374 | 40.9048 | 6.4627 | 65.3564 | 6.8059 | 9.8326 | -1.0394 | 39.3785 | 4.9238 | 41.0504 | 6.1906
988 | 8.2047 | -0.47729 | 14.112 | -6.7204 | 40.2053 | 4.5015 | 40.8764 | 6.4344 | 65.3286 | 6.7698 | 9.8168 | -1.0551 | 39.3199 | 4.8654 | 41.0091 | 6.1493
989 | 8.1973 | -0.48588 | 14.1281 | -6.7019 | 40.1738 | 4.4656 | 40.8479 | 6.406 | 65.3008 | 6.7338 | 9.8011 | -1.0708 | 39.2546 | 4.8002 | 41.1035 | 6.2438
990 | 8.1899 | -0.49446 | 14.1441 | -6.6833 | 40.1422 | 4.4296 | 40.8195 | 6.3777 | 65.2729 | 6.6978 | 9.7854 | -1.0865 | 39.1827 | 4.7284 | 41.0619 | 6.2023
991 | 8.1825 | -0.49854 | 14.1578 | -6.6804 | 40.1107 | 4.4088 | 40.8214 | 6.3797 | 65.2451 | 6.689 | 9.7804 | -1.0915 | 39.0505 | 4.5963 | 40.9199 | 6.0604
992 | 8.1749 | -0.50263 | 14.1595 | -6.6774 | 40.0827 | 4.3879 | 40.8233 | 6.3817 | 65.2214 | 6.6803 | 9.7755 | -1.0964 | 39.0153 | 4.5613 | 40.8961 | 6.0366
993 | 8.1668 | -0.50671 | 14.1612 | -6.6745 | 40.0716 | 4.367 | 40.8252 | 6.3836 | 65.2171 | 6.6715 | 9.7706 | -1.1013 | 38.9932 | 4.5393 | 40.9381 | 6.0787
994 | 8.1587 | -0.51079 | 14.1628 | -6.6715 | 40.0605 | 4.3461 | 40.827 | 6.3856 | 65.2129 | 6.6628 | 9.7656 | -1.1063 | 38.9306 | 4.4768 | 40.9413 | 6.0819
995 | 8.1505 | -0.51487 | 14.1645 | -6.6686 | 40.0494 | 4.3252 | 40.8289 | 6.3876 | 65.2087 | 6.654 | 9.7607 | -1.1112 | 38.8189 | 4.3653 | 40.997 | 6.1377
996 | 8.1424 | -0.51896 | 14.1662 | -6.6656 | 40.0383 | 4.3043 | 40.8308 | 6.3896 | 65.2044 | 6.6453 | 9.7557 | -1.1161 | 38.6573 | 4.2038 | 40.9484 | 6.0891
997 | 8.1343 | -0.53562 | 14.1668 | -6.6696 | 40.0272 | 4.3162 | 40.8367 | 6.3956 | 65.2002 | 6.6516 | 9.7587 | -1.1131 | 38.679 | 4.2256 | 40.8886 | 6.0294
998 | 8.125 | -0.55229 | 14.1619 | -6.6736 | 40.0235 | 4.3281 | 40.8427 | 6.4017 | 65.1999 | 6.6579 | 9.7617 | -1.1101 | 38.6258 | 4.1725 | 40.9402 | 6.081
999 | 8.1098 | -0.56895 | 14.157 | -6.6776 | 40.0562 | 4.34 | 40.8486 | 6.4077 | 65.2189 | 6.6643 | 9.7647 | -1.1071 | 38.4879 | 4.0347 | 40.8678 | 6.0087
1000 | 8.0947 | -0.58562 | 14.1521 | -6.6815 | 40.0888 | 4.3519 | 40.8546 | 6.4137 | 65.238 | 6.6706 | 9.7677 | -1.1041 | 38.4569 | 4.0039 | 40.9257 | 6.0667
1001 | 8.0795 | -0.60228 | 14.1472 | -6.6855 | 40.1215 | 4.3638 | 40.8605 | 6.4198 | 65.2571 | 6.6769 | 9.7707 | -1.1011 | 38.3132 | 3.8603 | 40.8895 | 6.0306
1002 | 8.0643 | -0.61895 | 14.1423 | -6.6895 | 40.1541 | 4.3757 | 40.8664 | 6.4258 | 65.2761 | 6.6833 | 9.7737 | -1.0981 | 38.2811 | 3.8284 | 40.9047 | 6.0458
1003 | 8.0492 | -0.62999 | 14.1366 | -6.6979 | 40.1868 | 4.4562 | 40.8822 | 6.4417 | 65.2952 | 6.7315 | 9.7695 | -1.1023 | 38.2039 | 3.7513 | 40.8553 | 5.9965
1004 | 8.0354 | -0.64103 | 14.1273 | -6.7064 | 40.2245 | 4.5366 | 40.898 | 6.4576 | 65.3177 | 6.7798 | 9.7652 | -1.1066 | 38.1715 | 3.719 | 40.8608 | 6.002
1005 | 8.0287 | -0.65207 | 14.1179 | -6.7149 | 40.2881 | 4.6171 | 40.9138 | 6.4735 | 65.3582 | 6.828 | 9.7609 | -1.1109 | 38.075 | 3.6227 | 40.8876 | 6.0289
1006 | 8.022 | -0.66311 | 14.1085 | -6.7234 | 40.3517 | 4.6976 | 40.9296 | 6.4894 | 65.3986 | 6.8762 | 9.7566 | -1.1152 | 38.1152 | 3.6629 | 40.9972 | 6.1385
1007 | 8.0153 | -0.67415 | 14.0991 | -6.7319 | 40.4153 | 4.7781 | 40.9454 | 6.5053 | 65.439 | 6.9245 | 9.7523 | -1.1195 | 38.0081 | 3.556 | 40.8961 | 6.0375
1008 | 8.0086 | -0.68518 | 14.0897 | -6.7404 | 40.4788 | 4.8585 | 40.9612 | 6.5211 | 65.4795 | 6.9727 | 9.748 | -1.1238 | 37.95 | 3.498 | 40.8887 | 6.0302
1009 | 8.0019 | -0.68142 | 14.0791 | -6.7533 | 40.5424 | 4.8845 | 41.0035 | 6.5636 | 65.5199 | 6.9958 | 9.7701 | -1.1016 | 38.0206 | 3.5687 | 40.9098 | 6.0513
1010 | 7.9965 | -0.67766 | 14.0629 | -6.7662 | 40.6017 | 4.9105 | 41.0458 | 6.606 | 65.5581 | 7.0188 | 9.7923 | -1.0795 | 37.9772 | 3.5255 | 40.9208 | 6.0624
1011 | 7.9985 | -0.6739 | 14.0467 | -6.7791 | 40.6384 | 4.9365 | 41.0881 | 6.6484 | 65.5842 | 7.0419 | 9.8145 | -1.0573 | 37.9592 | 3.5076 | 40.9142 | 6.0558
1012 | 8.0006 | -0.67014 | 14.0304 | -6.792 | 40.6751 | 4.9625 | 41.1304 | 6.6908 | 65.6103 | 7.0649 | 9.8366 | -1.0351 | 38.0023 | 3.5509 | 40.9776 | 6.1193
1013 | 8.0026 | -0.66638 | 14.0142 | -6.805 | 40.7118 | 4.9885 | 41.1728 | 6.7332 | 65.6364 | 7.088 | 9.8588 | -1.013 | 38.0686 | 3.6173 | 41.0233 | 6.165
1014 | 8.0046 | -0.66261 | 13.998 | -6.8179 | 40.7485 | 5.0144 | 41.2151 | 6.7756 | 65.6625 | 7.111 | 9.8809 | -0.99079 | 38.0349 | 3.5837 | 40.9819 | 6.1237
1015 | 8.0066 | -0.66383 | 13.9783 | -6.8525 | 40.7852 | 5.076 | 41.2282 | 6.7889 | 65.6887 | 7.1444 | 9.8642 | -1.0076 | 38.1284 | 3.6773 | 41.0888 | 6.2306
1016 | 8.0086 | -0.66505 | 13.9418 | -6.8871 | 40.8245 | 5.1375 | 41.2413 | 6.8021 | 65.7168 | 7.1777 | 9.8474 | -1.0244 | 38.122 | 3.6711 | 40.9771 | 6.119
1017 | 8.0104 | -0.66626 | 13.9053 | -6.9217 | 40.8776 | 5.199 | 41.2545 | 6.8153 | 65.756 | 7.211 | 9.8306 | -1.0411 | 38.1693 | 3.7185 | 41.0094 | 6.1513
1018 | 8.0122 | -0.66748 | 13.8688 | -6.9563 | 40.9308 | 5.2605 | 41.2676 | 6.8285 | 65.7952 | 7.2444 | 9.8138 | -1.0579 | 38.2325 | 3.7818 | 41.0072 | 6.1491
1019 | 8.014 | -0.66869 | 13.8323 | -6.9909 | 40.984 | 5.3221 | 41.2807 | 6.8418 | 65.8344 | 7.2777 | 9.797 | -1.0747 | 38.3406 | 3.89 | 40.9365 | 6.0785
1020 | 8.0158 | -0.66991 | 13.7957 | -7.0255 | 41.0371 | 5.3836 | 41.2939 | 6.855 | 65.8736 | 7.3111 | 9.7802 | -1.0915 | 38.3443 | 3.8939 | 41.079 | 6.2211
1021 | 8.0176 | -0.66067 | 13.7581 | -7.0718 | 41.0903 | 5.4186 | 41.3237 | 6.885 | 65.9128 | 7.3637 | 9.7859 | -1.0858 | 38.4749 | 4.0246 | 41.1051 | 6.2473
1022 | 8.0196 | -0.65143 | 13.7149 | -7.118 | 41.1389 | 5.4537 | 41.3536 | 6.915 | 65.9518 | 7.4163 | 9.7915 | -1.0801 | 38.5762 | 4.1261 | 41.1057 | 6.2479
1023 | 8.0229 | -0.64219 | 13.6717 | -7.1643 | 41.1613 | 5.4887 | 41.3835 | 6.945 | 65.99 | 7.4689 | 9.7972 | -1.0745 | 38.6252 | 4.1752 | 41.0619 | 6.2042
1024 | 8.0263 | -0.63295 | 13.6285 | -7.2106 | 41.1838 | 5.5238 | 41.4134 | 6.975 | 66.0282 | 7.5216 | 9.8029 | -1.0688 | 38.7577 | 4.3078 | 41.0891 | 6.2314
1025 | 8.0296 | -0.62371 | 13.5853 | -7.2568 | 41.2062 | 5.5588 | 41.4433 | 7.0049 | 66.0664 | 7.5742 | 9.8085 | -1.0631 | 38.8675 | 4.4177 | 41.1362 | 6.2786
1026 | 8.0329 | -0.61446 | 13.5421 | -7.3031 | 41.2287 | 5.5939 | 41.4732 | 7.0349 | 66.1045 | 7.6268 | 9.8142 | -1.0574 | 38.9488 | 4.4992 | 41.1157 | 6.2582
1027 | 8.0363 | -0.62364 | 13.503 | -7.325 | 41.2511 | 5.5888 | 41.4728 | 7.0347 | 66.1427 | 7.633 | 9.803 | -1.0687 | 38.9997 | 4.5502 | 41.0856 | 6.2281
1028 | 8.0388 | -0.63282 | 13.4836 | -7.347 | 41.2677 | 5.5837 | 41.4724 | 7.0344 | 66.1768 | 7.6392 | 9.7917 | -1.0799 | 39.0878 | 4.6384 | 41.0637 | 6.2063
1029 | 8.0368 | -0.642 | 13.4642 | -7.3689 | 41.2493 | 5.5786 | 41.4721 | 7.0341 | 66.1861 | 7.6454 | 9.7805 | -1.0911 | 39.1258 | 4.6766 | 41.1634 | 6.306
1030 | 8.0347 | -0.65118 | 13.4448 | -7.3908 | 41.2309 | 5.5736 | 41.4717 | 7.0338 | 66.1955 | 7.6516 | 9.7693 | -1.1023 | 39.2424 | 4.7933 | 41.1502 | 6.2928
1031 | 8.0326 | -0.66036 | 13.4254 | -7.4128 | 41.2125 | 5.5685 | 41.4713 | 7.0336 | 66.2049 | 7.6578 | 9.758 | -1.1136 | 39.3228 | 4.8738 | 41.1258 | 6.2685
1032 | 8.0305 | -0.66954 | 13.406 | -7.4347 | 41.1941 | 5.5634 | 41.471 | 7.0333 | 66.2143 | 7.664 | 9.7468 | -1.1248 | 39.4165 | 4.9676 | 41.1664 | 6.3092
1033 | 8.0284 | -0.65512 | 13.3905 | -7.436 | 41.1757 | 5.516 | 41.4451 | 7.0076 | 66.2236 | 7.6807 | 9.7624 | -1.1092 | 39.4978 | 5.0491 | 41.0885 | 6.2313
1034 | 8.0288 | -0.64071 | 13.3936 | -7.4374 | 41.1517 | 5.4685 | 41.4193 | 6.9818 | 66.2319 | 7.6975 | 9.7781 | -1.0935 | 39.5032 | 5.0546 | 41.0869 | 6.2298
1035 | 8.0447 | -0.6263 | 13.3967 | -7.4387 | 41.0933 | 5.4211 | 41.3935 | 6.9561 | 66.2332 | 7.7142 | 9.7937 | -1.0779 | 39.5979 | 5.1494 | 41.1014 | 6.2443
1036 | 8.0606 | -0.61188 | 13.3998 | -7.44 | 41.0348 | 5.3736 | 41.3677 | 6.9304 | 66.2345 | 7.7309 | 9.8093 | -1.0622 | 39.6909 | 5.2426 | 41.0317 | 6.1747
1037 | 8.0764 | -0.59747 | 13.4029 | -7.4413 | 40.9764 | 5.3262 | 41.3419 | 6.9047 | 66.2357 | 7.7477 | 9.825 | -1.0466 | 39.6661 | 5.2179 | 41.1342 | 6.2772
1038 | 8.0923 | -0.58306 | 13.406 | -7.4427 | 40.918 | 5.2788 | 41.3161 | 6.879 | 66.237 | 7.7644 | 9.8406 | -1.031 | 39.6591 | 5.211 | 41.0453 | 6.1884
1039 | 8.1081 | -0.5633 | 13.4141 | -7.4098 | 40.8596 | 5.1966 | 41.2966 | 6.8596 | 66.2383 | 7.7317 | 9.8319 | -1.0396 | 39.7291 | 5.2812 | 41.0514 | 6.1945
1040 | 8.1241 | -0.54355 | 13.4465 | -7.3769 | 40.7981 | 5.1145 | 41.2771 | 6.8402 | 66.2365 | 7.699 | 9.8232 | -1.0483 | 39.8235 | 5.3757 | 41.1126 | 6.2558
1041 | 8.1412 | -0.52379 | 13.4789 | -7.3441 | 40.7165 | 5.0324 | 41.2576 | 6.8208 | 66.2143 | 7.6664 | 9.8145 | -1.057 | 39.7663 | 5.3186 | 41.0295 | 6.1728
1042 | 8.1582 | -0.50404 | 13.5112 | -7.3112 | 40.635 | 4.9502 | 41.2381 | 6.8014 | 66.1922 | 7.6337 | 9.8058 | -1.0657 | 39.7937 | 5.3461 | 41.0489 | 6.1922
1043 | 8.1752 | -0.48428 | 13.5436 | -7.2784 | 40.5534 | 4.8681 | 41.2187 | 6.782 | 66.17 | 7.601 | 9.7971 | -1.0744 | 39.8493 | 5.4018 | 41.0315 | 6.1749
1044 | 8.1922 | -0.46452 | 13.576 | -7.2455 | 40.4718 | 4.7859 | 41.1992 | 6.7626 | 66.1479 | 7.5683 | 9.7884 | -1.0831 | 39.7894 | 5.3422 | 41.0059 | 6.1493
1045 | 8.2092 | -0.45287 | 13.6084 | -7.2141 | 40.3903 | 4.7063 | 41.1464 | 6.71 | 66.1258 | 7.5698 | 9.7768 | -1.0947 | 39.7764 | 5.3292 | 41.0485 | 6.1919
1046 | 8.2255 | -0.44122 | 13.6407 | -7.1827 | 40.3089 | 4.6267 | 41.0937 | 6.6573 | 66.1059 | 7.5712 | 9.7651 | -1.1064 | 39.8088 | 5.3618 | 41.0573 | 6.2008
1047 | 8.2367 | -0.42957 | 13.6731 | -7.1513 | 40.2285 | 4.5471 | 41.0409 | 6.6047 | 66.1015 | 7.5726 | 9.7535 | -1.118 | 39.7134 | 5.2665 | 40.9936 | 6.1372
1048 | 8.2479 | -0.41792 | 13.7055 | -7.1199 | 40.1482 | 4.4675 | 40.9882 | 6.552 | 66.0972 | 7.574 | 9.7418 | -1.1297 | 39.7435 | 5.2967 | 41.0003 | 6.1439
1049 | 8.2591 | -0.40626 | 13.7379 | -7.0885 | 40.0678 | 4.3878 | 40.9354 | 6.4994 | 66.0928 | 7.5755 | 9.7301 | -1.1414 | 39.6878 | 5.2412 | 41.0225 | 6.1662
1050 | 8.2703 | -0.39461 | 13.7703 | -7.0571 | 39.9875 | 4.3082 | 40.8827 | 6.4467 | 66.0884 | 7.5769 | 9.7185 | -1.153 | 39.5708 | 5.1243 | 41.0296 | 6.1733
1051 | 8.2815 | -0.38367 | 13.8041 | -7.0164 | 39.9071 | 4.2269 | 40.8545 | 6.4186 | 66.084 | 7.56 | 9.711 | -1.1605 | 39.5665 | 5.1201 | 41.0673 | 6.2111
1052 | 8.2916 | -0.37274 | 13.8447 | -6.9758 | 39.827 | 4.1456 | 40.8262 | 6.3905 | 66.0751 | 7.5432 | 9.7034 | -1.168 | 39.5714 | 5.1252 | 40.9889 | 6.1327
1053 | 8.2937 | -0.3618 | 13.8852 | -6.9351 | 39.7485 | 4.0642 | 40.798 | 6.3624 | 66.034 | 7.5263 | 9.6959 | -1.1755 | 39.3544 | 4.9083 | 40.9676 | 6.1115
1054 | 8.2958 | -0.35086 | 13.9258 | -6.8944 | 39.67 | 3.9829 | 40.7698 | 6.3342 | 65.993 | 7.5094 | 9.6884 | -1.183 | 39.4242 | 4.9782 | 41.019 | 6.1629
1055 | 8.2979 | -0.33992 | 13.9664 | -6.8538 | 39.5915 | 3.9016 | 40.7416 | 6.3061 | 65.9519 | 7.4925 | 9.6809 | -1.1905 | 39.1796 | 4.7338 | 41.0773 | 6.2213
1056 | 8.3001 | -0.32899 | 14.007 | -6.8131 | 39.513 | 3.8203 | 40.7134 | 6.278 | 65.9108 | 7.4757 | 9.6734 | -1.198 | 39.2232 | 4.7775 | 41.0039 | 6.1479
1057 | 8.3022 | -0.34554 | 14.0468 | -6.771 | 39.4344 | 3.7486 | 40.6638 | 6.2285 | 65.8698 | 7.3819 | 9.6776 | -1.1939 | 38.9622 | 4.5166 | 40.9806 | 6.1247
1058 | 8.3018 | -0.36208 | 14.0832 | -6.7289 | 39.3595 | 3.6768 | 40.6142 | 6.179 | 65.8248 | 7.2881 | 9.6818 | -1.1897 | 38.8798 | 4.4344 | 41.1228 | 6.267
1059 | 8.2829 | -0.37863 | 14.1196 | -6.6868 | 39.3114 | 3.6051 | 40.5647 | 6.1296 | 65.7504 | 7.1943 | 9.686 | -1.1855 | 38.8092 | 4.3639 | 41.0781 | 6.2223
1060 | 8.264 | -0.39518 | 14.156 | -6.6447 | 39.2632 | 3.5334 | 40.5151 | 6.0801 | 65.676 | 7.1005 | 9.6901 | -1.1813 | 38.7774 | 4.3322 | 41.1436 | 6.2878
1061 | 8.2451 | -0.41173 | 14.1924 | -6.6026 | 39.215 | 3.4616 | 40.4655 | 6.0306 | 65.6016 | 7.0067 | 9.6943 | -1.1771 | 38.6684 | 4.2234 | 41.154 | 6.2983
1062 | 8.2262 | -0.42828 | 14.2288 | -6.5605 | 39.1668 | 3.3899 | 40.4159 | 5.9811 | 65.5272 | 6.9129 | 9.6985 | -1.1729 | 38.5185 | 4.0736 | 41.0631 | 6.2074
1063 | 8.2074 | -0.45156 | 14.2585 | -6.5578 | 39.1187 | 3.3938 | 40.4205 | 5.9858 | 65.4528 | 6.8811 | 9.6967 | -1.1747 | 38.3648 | 3.92 | 41.0994 | 6.2438
1064 | 8.188 | -0.47485 | 14.257 | -6.5551 | 39.0799 | 3.3977 | 40.425 | 5.9904 | 65.3835 | 6.8494 | 9.6948 | -1.1766 | 38.3088 | 3.8641 | 41.1481 | 6.2925
1065 | 8.1655 | -0.49814 | 14.2555 | -6.5524 | 39.1141 | 3.4016 | 40.4296 | 5.995 | 65.3544 | 6.8177 | 9.693 | -1.1784 | 38.172 | 3.7275 | 41.0548 | 6.1993
1066 | 8.1429 | -0.52142 | 14.254 | -6.5497 | 39.1483 | 3.4055 | 40.4341 | 5.9997 | 65.3252 | 6.7859 | 9.6911 | -1.1803 | 38.0596 | 3.6152 | 41.1611 | 6.3056
1067 | 8.1203 | -0.54471 | 14.2525 | -6.547 | 39.1824 | 3.4094 | 40.4386 | 6.0043 | 65.2961 | 6.7542 | 9.6893 | -1.1821 | 37.9705 | 3.5263 | 41.1777 | 6.3223
1068 | 8.0978 | -0.568 | 14.251 | -6.5443 | 39.2166 | 3.4133 | 40.4432 | 6.0089 | 65.2669 | 6.7225 | 9.6874 | -1.184 | 37.8492 | 3.4051 | 41.0815 | 6.2261
1069 | 8.0752 | -0.58832 | 14.2451 | -6.5702 | 39.2508 | 3.514 | 40.4913 | 6.0572 | 65.2378 | 6.6993 | 9.6843 | -1.1871 | 37.7205 | 3.2765 | 41.1458 | 6.2905
1070 | 8.0537 | -0.60863 | 14.219 | -6.5962 | 39.2913 | 3.6147 | 40.5394 | 6.1054 | 65.211 | 6.6761 | 9.6812 | -1.1902 | 37.7279 | 3.2841 | 41.1113 | 6.256
1071 | 8.0408 | -0.62895 | 14.1929 | -6.6221 | 39.3838 | 3.7154 | 40.5875 | 6.1536 | 65.2033 | 6.6528 | 9.6781 | -1.1933 | 37.5774 | 3.1337 | 41.1503 | 6.2951
1072 | 8.0279 | -0.64927 | 14.1668 | -6.648 | 39.4762 | 3.8162 | 40.6357 | 6.2018 | 65.1957 | 6.6296 | 9.675 | -1.1964 | 37.4136 | 2.97 | 41.1305 | 6.2753
1073 | 8.0151 | -0.66959 | 14.1407 | -6.674 | 39.5686 | 3.9169 | 40.6838 | 6.25 | 65.188 | 6.6064 | 9.6718 | -1.1995 | 37.4088 | 2.9653 | 41.1654 | 6.3103
1074 | 8.0022 | -0.68991 | 14.1146 | -6.6999 | 39.661 | 4.0176 | 40.7319 | 6.2982 | 65.1803 | 6.5832 | 9.6687 | -1.2026 | 37.3612 | 2.9179 | 41.2241 | 6.369
1075 | 7.9893 | -0.68592 | 14.0888 | -6.7249 | 39.7534 | 4.0926 | 40.7659 | 6.3323 | 65.1727 | 6.6095 | 9.6878 | -1.1835 | 37.3019 | 2.8587 | 41.1996 | 6.3445
1076 | 7.9783 | -0.68194 | 14.0646 | -6.75 | 39.8457 | 4.1676 | 40.7998 | 6.3664 | 65.1703 | 6.6358 | 9.707 | -1.1643 | 37.2829 | 2.8399 | 41.0912 | 6.2362
1077 | 7.9828 | -0.67796 | 14.0404 | -6.7751 | 39.9368 | 4.2427 | 40.8338 | 6.4004 | 65.2141 | 6.6621 | 9.7261 | -1.1452 | 37.1969 | 2.754 | 41.1028 | 6.2479
1078 | 7.9873 | -0.67397 | 14.0162 | -6.8001 | 40.0279 | 4.3177 | 40.8678 | 6.4345 | 65.2578 | 6.6884 | 9.7452 | -1.1261 | 37.1158 | 2.673 | 41.0689 | 6.214
1079 | 7.9918 | -0.66999 | 13.992 | -6.8252 | 40.1191 | 4.3927 | 40.9017 | 6.4685 | 65.3015 | 6.7147 | 9.7644 | -1.107 | 37.187 | 2.7443 | 41.0743 | 6.2195
1080 | 7.9963 | -0.666 | 13.9678 | -6.8502 | 40.2102 | 4.4677 | 40.9357 | 6.5026 | 65.3452 | 6.741 | 9.7835 | -1.0878 | 37.1774 | 2.7349 | 41.0806 | 6.2258
1081 | 8.0009 | -0.65963 | 13.9451 | -6.8669 | 40.3014 | 4.5943 | 41.0101 | 6.5771 | 65.389 | 6.8227 | 9.7776 | -1.0937 | 37.282 | 2.8396 | 41.0531 | 6.1983
1082 | 8.0059 | -0.65326 | 13.9289 | -6.8836 | 40.3939 | 4.7209 | 41.0846 | 6.6517 | 65.4357 | 6.9043 | 9.7718 | -1.0995 | 37.286 | 2.8437 | 40.9872 | 6.1325
1083 | 8.0158 | -0.64689 | 13.9127 | -6.9004 | 40.4989 | 4.8475 | 41.1591 | 6.7262 | 65.5103 | 6.986 | 9.766 | -1.1053 | 37.2396 | 2.7974 | 40.9629 | 6.1082
1084 | 8.0256 | -0.64052 | 13.8965 | -6.9171 | 40.6039 | 4.974 | 41.2335 | 6.8008 | 65.5848 | 7.0676 | 9.7601 | -1.1112 | 37.3104 | 2.8684 | 40.9855 | 6.1309
1085 | 8.0354 | -0.63415 | 13.8804 | -6.9338 | 40.7089 | 5.1006 | 41.308 | 6.8754 | 65.6593 | 7.1493 | 9.7543 | -1.117 | 37.271 | 2.8291 | 40.9993 | 6.1448
1086 | 8.0453 | -0.62777 | 13.8642 | -6.9505 | 40.8139 | 5.2272 | 41.3825 | 6.9499 | 65.7338 | 7.2309 | 9.7484 | -1.1228 | 37.4049 | 2.9632 | 40.8557 | 6.0012
1087 | 8.0551 | -0.60975 | 13.8487 | -6.9612 | 40.919 | 5.2864 | 41.4162 | 6.9837 | 65.8083 | 7.2904 | 9.7322 | -1.139 | 37.5562 | 3.1146 | 40.7831 | 5.9287
1088 | 8.0652 | -0.59173 | 13.8365 | -6.972 | 41.0175 | 5.3457 | 41.4499 | 7.0175 | 65.881 | 7.3499 | 9.716 | -1.1552 | 37.7212 | 3.2797 | 40.8002 | 5.9458
1089 | 8.0778 | -0.57371 | 13.8243 | -6.9827 | 41.0532 | 5.405 | 41.4836 | 7.0514 | 65.9356 | 7.4094 | 9.6998 | -1.1714 | 37.7525 | 3.3112 | 40.8531 | 5.9987
1090 | 8.0904 | -0.55569 | 13.8121 | -6.9934 | 41.0889 | 5.4642 | 41.5173 | 7.0852 | 65.9902 | 7.4688 | 9.6837 | -1.1876 | 37.8814 | 3.4402 | 40.8632 | 6.0089
1091 | 8.103 | -0.53766 | 13.7998 | -7.0041 | 41.1247 | 5.5235 | 41.5511 | 7.119 | 66.0448 | 7.5283 | 9.6675 | -1.2038 | 37.9397 | 3.4987 | 40.8198 | 5.9655
1092 | 8.1156 | -0.51964 | 13.7876 | -7.0149 | 41.1604 | 5.5828 | 41.5848 | 7.1528 | 66.0994 | 7.5878 | 9.6513 | -1.22 | 38.1336 | 3.6927 | 40.8112 | 5.957
1093 | 8.1282 | -0.51797 | 13.7737 | -7.0345 | 41.1962 | 5.5687 | 41.6055 | 7.1736 | 66.154 | 7.6322 | 9.6347 | -1.2365 | 38.2336 | 3.7928 | 40.8414 | 5.9872
1094 | 8.1398 | -0.5163 | 13.7521 | -7.054 | 41.2269 | 5.5547 | 41.6262 | 7.1944 | 66.2069 | 7.6767 | 9.6181 | -1.2531 | 38.3553 | 3.9146 | 40.8266 | 5.9725
1095 | 8.1414 | -0.51463 | 13.7305 | -7.0736 | 41.2065 | 5.5407 | 41.6469 | 7.2152 | 66.2424 | 7.7211 | 9.6016 | -1.2696 | 38.42 | 3.9794 | 40.7617 | 5.9076
1096 | 8.143 | -0.51296 | 13.7088 | -7.0932 | 41.186 | 5.5267 | 41.6676 | 7.2359 | 66.278 | 7.7655 | 9.585 | -1.2862 | 38.5963 | 4.1559 | 40.7888 | 5.9348
1097 | 8.1446 | -0.51129 | 13.6872 | -7.1128 | 41.1656 | 5.5127 | 41.6882 | 7.2567 | 66.3135 | 7.8099 | 9.5684 | -1.3028 | 38.749 | 4.3087 | 40.7558 | 5.9018
1098 | 8.1462 | -0.50962 | 13.6656 | -7.1323 | 41.1452 | 5.4987 | 41.7089 | 7.2775 | 66.349 | 7.8543 | 9.5519 | -1.3193 | 38.8078 | 4.3677 | 40.7058 | 5.8519
1099 | 8.1478 | -0.50748 | 13.6428 | -7.1648 | 41.1247 | 5.4651 | 41.6861 | 7.2548 | 66.3846 | 7.8712 | 9.5286 | -1.3426 | 38.9454 | 4.5054 | 40.8264 | 5.9725
1100 | 8.1493 | -0.50533 | 13.6146 | -7.1973 | 41.102 | 5.4316 | 41.6633 | 7.232 | 66.4183 | 7.8881 | 9.5053 | -1.3659 | 39.1317 | 4.6919 | 40.7736 | 5.9198
1101 | 8.1492 | -0.50318 | 13.5864 | -7.2297 | 41.0547 | 5.398 | 41.6404 | 7.2093 | 66.4316 | 7.905 | 9.482 | -1.3892 | 39.2153 | 4.7756 | 40.9114 | 6.0576
1102 | 8.1491 | -0.50104 | 13.5582 | -7.2622 | 41.0074 | 5.3645 | 41.6176 | 7.1865 | 66.445 | 7.9219 | 9.4588 | -1.4124 | 39.2715 | 4.8319 | 40.8545 | 6.0007
1103 | 8.1489 | -0.49889 | 13.5299 | -7.2947 | 40.9601 | 5.3309 | 41.5947 | 7.1638 | 66.4584 | 7.9387 | 9.4355 | -1.4357 | 39.3563 | 4.9168 | 40.8862 | 6.0325
1104 | 8.1488 | -0.49675 | 13.5017 | -7.3271 | 40.9128 | 5.2973 | 41.5719 | 7.141 | 66.4717 | 7.9556 | 9.4122 | -1.459 | 39.4815 | 5.0422 | 40.8026 | 5.9489
1105 | 8.1487 | -0.50094 | 13.4796 | -7.3263 | 40.8656 | 5.2215 | 41.5016 | 7.0708 | 66.4851 | 7.9618 | 9.4246 | -1.4466 | 39.6257 | 5.1865 | 40.7264 | 5.8728
1106 | 8.1481 | -0.50514 | 13.4844 | -7.3254 | 40.8148 | 5.1456 | 41.4313 | 7.0006 | 66.4971 | 7.968 | 9.437 | -1.4341 | 39.6363 | 5.1973 | 40.8193 | 5.9658
1107 | 8.1417 | -0.50933 | 13.4891 | -7.3246 | 40.7239 | 5.0697 | 41.361 | 6.9304 | 66.4929 | 7.9742 | 9.4494 | -1.4217 | 39.6713 | 5.2324 | 40.7866 | 5.9331
1108 | 8.1353 | -0.51353 | 13.4939 | -7.3238 | 40.6331 | 4.9939 | 41.2907 | 6.8602 | 66.4887 | 7.9804 | 9.4618 | -1.4093 | 39.6832 | 5.2444 | 40.8622 | 6.0087
1109 | 8.1289 | -0.51772 | 13.4987 | -7.3229 | 40.5422 | 4.918 | 41.2204 | 6.79 | 66.4845 | 7.9866 | 9.4742 | -1.3969 | 39.8195 | 5.3808 | 40.8554 | 6.002
1110 | 8.1224 | -0.52192 | 13.5035 | -7.3221 | 40.4513 | 4.8421 | 41.15 | 6.7197 | 66.4803 | 7.9928 | 9.4866 | -1.3845 | 39.7509 | 5.3124 | 40.9558 | 6.1025
1111 | 8.116 | -0.53234 | 13.5134 | -7.2902 | 40.3604 | 4.7201 | 41.0778 | 6.6476 | 66.4761 | 7.9669 | 9.4979 | -1.3732 | 39.7843 | 5.346 | 40.9179 | 6.0645
1112 | 8.1097 | -0.54276 | 13.546 | -7.2583 | 40.2682 | 4.598 | 41.0056 | 6.5755 | 66.4704 | 7.941 | 9.5092 | -1.3619 | 39.7805 | 5.3422 | 40.9238 | 6.0705
1113 | 8.1045 | -0.55318 | 13.5787 | -7.2264 | 40.1592 | 4.476 | 40.9334 | 6.5034 | 66.4457 | 7.9152 | 9.5205 | -1.3507 | 39.8082 | 5.3701 | 40.8572 | 6.0039
1114 | 8.0993 | -0.56361 | 13.6113 | -7.1945 | 40.0502 | 4.3539 | 40.8612 | 6.4313 | 66.421 | 7.8893 | 9.5317 | -1.3394 | 39.8298 | 5.3918 | 40.9662 | 6.113
1115 | 8.0941 | -0.57403 | 13.644 | -7.1627 | 39.9412 | 4.2319 | 40.789 | 6.3592 | 66.3963 | 7.8635 | 9.543 | -1.3281 | 39.8024 | 5.3646 | 40.8793 | 6.0262
1116 | 8.0889 | -0.58445 | 13.6767 | -7.1308 | 39.8323 | 4.1098 | 40.7168 | 6.2871 | 66.3716 | 7.8376 | 9.5543 | -1.3168 | 39.6984 | 5.2607 | 40.9689 | 6.1158
1117 | 8.0837 | -0.57793 | 13.7107 | -7.0912 | 39.7233 | 4.029 | 40.6903 | 6.2607 | 66.3469 | 7.8157 | 9.5793 | -1.2917 | 39.6596 | 5.222 | 40.9039 | 6.0508
1118 | 8.0793 | -0.5714 | 13.751 | -7.0516 | 39.6153 | 3.9482 | 40.6639 | 6.2343 | 66.321 | 7.7937 | 9.6044 | -1.2667 | 39.6149 | 5.1775 | 40.9947 | 6.1417
1119 | 8.0865 | -0.56488 | 13.7913 | -7.012 | 39.5216 | 3.8673 | 40.6374 | 6.2079 | 66.2785 | 7.7717 | 9.6295 | -1.2416 | 39.4524 | 5.0151 | 40.9956 | 6.1427
1120 | 8.0937 | -0.55836 | 13.8316 | -6.9724 | 39.4279 | 3.7865 | 40.6109 | 6.1815 | 66.236 | 7.7498 | 9.6546 | -1.2165 | 39.451 | 5.0139 | 41.0521 | 6.1992
1121 | 8.1009 | -0.55183 | 13.8718 | -6.9328 | 39.3342 | 3.7057 | 40.5844 | 6.1551 | 66.1935 | 7.7278 | 9.6797 | -1.1914 | 39.3949 | 4.9578 | 40.9999 | 6.147
1122 | 8.1081 | -0.54531 | 13.9121 | -6.8932 | 39.2405 | 3.6249 | 40.5579 | 6.1287 | 66.1509 | 7.7059 | 9.7047 | -1.1663 | 39.2651 | 4.8282 | 41.0812 | 6.2283
1123 | 8.1152 | -0.53603 | 13.9528 | -6.8465 | 39.1467 | 3.5047 | 40.5187 | 6.0896 | 66.1084 | 7.6204 | 9.717 | -1.1541 | 39.1803 | 4.7435 | 41.0848 | 6.232
1124 | 8.1224 | -0.52676 | 13.9953 | -6.7998 | 39.0542 | 3.3845 | 40.4795 | 6.0504 | 66.0639 | 7.535 | 9.7292 | -1.1419 | 39.0313 | 4.5947 | 41.1176 | 6.2648
1125 | 8.1294 | -0.51748 | 14.0379 | -6.7531 | 38.9792 | 3.2643 | 40.4402 | 6.0113 | 65.9909 | 7.4495 | 9.7414 | -1.1296 | 38.9338 | 4.4973 | 41.0976 | 6.2449
1126 | 8.1365 | -0.5082 | 14.0804 | -6.7064 | 38.9041 | 3.1441 | 40.401 | 5.9722 | 65.9178 | 7.3641 | 9.7536 | -1.1174 | 38.8182 | 4.3818 | 41.2176 | 6.3649
1127 | 8.1435 | -0.49892 | 14.123 | -6.6597 | 38.8291 | 3.0239 | 40.3618 | 5.9331 | 65.8448 | 7.2786 | 9.7659 | -1.1052 | 38.6713 | 4.2351 | 41.2326 | 6.38
1128 | 8.1505 | -0.48965 | 14.1655 | -6.613 | 38.754 | 2.9037 | 40.3226 | 5.894 | 65.7717 | 7.1932 | 9.7781 | -1.0929 | 38.4863 | 4.0502 | 41.2632 | 6.4106
1129 | 8.1576 | -0.48661 | 14.2025 | -6.595 | 38.679 | 2.9237 | 40.337 | 5.9085 | 65.6986 | 7.1464 | 9.7684 | -1.1026 | 38.4744 | 4.0384 | 41.2604 | 6.4079
1130 | 8.1641 | -0.48358 | 14.2157 | -6.5769 | 38.61 | 2.9438 | 40.3514 | 5.9229 | 65.6275 | 7.0995 | 9.7587 | -1.1123 | 38.3306 | 3.8948 | 41.2612 | 6.4087
1131 | 8.1622 | -0.48055 | 14.2289 | -6.5589 | 38.6379 | 2.9639 | 40.3658 | 5.9374 | 65.5873 | 7.0527 | 9.749 | -1.122 | 38.25 | 3.8143 | 41.2813 | 6.4288
1132 | 8.1604 | -0.47751 | 14.2421 | -6.5408 | 38.6658 | 2.984 | 40.3802 | 5.9519 | 65.547 | 7.0059 | 9.7393 | -1.1317 | 38.0195 | 3.584 | 41.1759 | 6.3235
1133 | 8.1586 | -0.47448 | 14.2552 | -6.5228 | 38.6937 | 3.0041 | 40.3946 | 5.9664 | 65.5068 | 6.9591 | 9.7296 | -1.1414 | 37.9673 | 3.5319 | 41.2677 | 6.4153
1134 | 8.1568 | -0.47145 | 14.2684 | -6.5048 | 38.7217 | 3.0241 | 40.409 | 5.9809 | 65.4665 | 6.9122 | 9.7199 | -1.1511 | 37.8538 | 3.4186 | 41.1977 | 6.3453
1135 | 8.155 | -0.48269 | 14.2755 | -6.5207 | 38.7496 | 3.069 | 40.4259 | 5.9979 | 65.4263 | 6.886 | 9.7136 | -1.1574 | 37.7084 | 3.2732 | 41.2844 | 6.4322
1136 | 8.1523 | -0.49392 | 14.2567 | -6.5366 | 38.7788 | 3.1139 | 40.4428 | 6.0149 | 65.3873 | 6.8598 | 9.7072 | -1.1638 | 37.666 | 3.231 | 41.3264 | 6.4741
1137 | 8.1359 | -0.50516 | 14.2379 | -6.5525 | 38.831 | 3.1588 | 40.4597 | 6.0319 | 65.3702 | 6.8336 | 9.7008 | -1.1702 | 37.6173 | 3.1825 | 41.3662 | 6.514
1138 | 8.1194 | -0.5164 | 14.2191 | -6.5685 | 38.8831 | 3.2036 | 40.4766 | 6.0489 | 65.3531 | 6.8074 | 9.6944 | -1.1765 | 37.3774 | 2.9427 | 41.3886 | 6.5365
1139 | 8.103 | -0.52764 | 14.2002 | -6.5844 | 38.9353 | 3.2485 | 40.4935 | 6.0659 | 65.336 | 6.7811 | 9.6881 | -1.1829 | 37.2885 | 2.8539 | 41.4715 | 6.6194
1140 | 8.0865 | -0.53888 | 14.1814 | -6.6003 | 38.9874 | 3.2934 | 40.5104 | 6.0829 | 65.3189 | 6.7549 | 9.6817 | -1.1893 | 37.1825 | 2.7481 | 41.2949 | 6.4429
1141 | 8.0701 | -0.56546 | 14.1593 | -6.6357 | 39.0396 | 3.3613 | 40.5484 | 6.121 | 65.3018 | 6.7571 | 9.6878 | -1.1832 | 37.1279 | 2.6936 | 41.2915 | 6.4395
1142 | 8.0537 | -0.59204 | 14.123 | -6.671 | 39.0932 | 3.4292 | 40.5864 | 6.1591 | 65.286 | 6.7592 | 9.6939 | -1.1771 | 37.1246 | 2.6905 | 41.3026 | 6.4507
1143 | 8.0392 | -0.61862 | 14.0867 | -6.7064 | 39.1752 | 3.4971 | 40.6245 | 6.1972 | 65.2953 | 6.7614 | 9.7 | -1.171 | 37.0254 | 2.5913 | 41.2842 | 6.4323
1144 | 8.0248 | -0.6452 | 14.0505 | -6.7417 | 39.2572 | 3.565 | 40.6625 | 6.2353 | 65.3045 | 6.7636 | 9.7061 | -1.1649 | 37.0632 | 2.6293 | 41.3381 | 6.4863
1145 | 8.0103 | -0.67178 | 14.0142 | -6.7771 | 39.3392 | 3.6329 | 40.7005 | 6.2734 | 65.3137 | 6.7657 | 9.7122 | -1.1588 | 37.011 | 2.5772 | 41.1245 | 6.2727
1146 | 7.9959 | -0.69836 | 13.978 | -6.8125 | 39.4212 | 3.7007 | 40.7385 | 6.3115 | 65.323 | 6.7679 | 9.7183 | -1.1527 | 36.9168 | 2.4832 | 41.0336 | 6.1818
1147 | 7.9814 | -0.68703 | 13.9413 | -6.8525 | 39.5032 | 3.8125 | 40.7983 | 6.3714 | 65.3322 | 6.7921 | 9.7162 | -1.1548 | 36.8957 | 2.4622 | 41.1013 | 6.2496
1148 | 7.968 | -0.67569 | 13.9028 | -6.8925 | 39.586 | 3.9243 | 40.8581 | 6.4313 | 65.3429 | 6.8163 | 9.7141 | -1.1569 | 36.9456 | 2.5122 | 41.0228 | 6.1711
1149 | 7.9788 | -0.66435 | 13.8643 | -6.9326 | 39.6866 | 4.0361 | 40.9179 | 6.4912 | 65.3841 | 6.8405 | 9.7119 | -1.159 | 36.9966 | 2.5634 | 41.0248 | 6.1731
1150 | 7.9896 | -0.65302 | 13.8258 | -6.9726 | 39.7872 | 4.1479 | 40.9777 | 6.5511 | 65.4253 | 6.8647 | 9.7098 | -1.1611 | 36.9849 | 2.5518 | 40.8917 | 6.0401
1151 | 8.0004 | -0.64168 | 13.7873 | -7.0127 | 39.8878 | 4.2597 | 41.0375 | 6.6109 | 65.4666 | 6.8889 | 9.7077 | -1.1632 | 36.9466 | 2.5136 | 40.8918 | 6.0402
1152 | 8.0112 | -0.63035 | 13.7488 | -7.0527 | 39.9884 | 4.3715 | 41.0973 | 6.6708 | 65.5078 | 6.9131 | 9.7056 | -1.1653 | 37.0183 | 2.5855 | 40.9091 | 6.0576
1153 | 8.022 | -0.61996 | 13.7131 | -7.0793 | 40.089 | 4.4496 | 41.1332 | 6.7068 | 65.549 | 6.9897 | 9.7065 | -1.1644 | 37.066 | 2.6333 | 40.7697 | 5.9182
1154 | 8.0328 | -0.60957 | 13.6892 | -7.1058 | 40.1886 | 4.5277 | 41.1691 | 6.7428 | 65.5913 | 7.0663 | 9.7073 | -1.1636 | 37.1279 | 2.6954 | 40.7537 | 5.9022
1155 | 8.0433 | -0.59917 | 13.6653 | -7.1324 | 40.2651 | 4.6058 | 41.2049 | 6.7788 | 65.6608 | 7.1429 | 9.7082 | -1.1627 | 37.2672 | 2.8348 | 40.7109 | 5.8594
1156 | 8.0538 | -0.58878 | 13.6414 | -7.1589 | 40.3416 | 4.6839 | 41.2408 | 6.8147 | 65.7304 | 7.2195 | 9.709 | -1.1619 | 37.3177 | 2.8854 | 40.5796 | 5.7282
1157 | 8.0643 | -0.57839 | 13.6175 | -7.1855 | 40.4181 | 4.762 | 41.2767 | 6.8507 | 65.7999 | 7.2962 | 9.7099 | -1.161 | 37.4116 | 2.9795 | 40.6388 | 5.7875
1158 | 8.0748 | -0.568 | 13.5936 | -7.212 | 40.4945 | 4.8401 | 41.3126 | 6.8867 | 65.8694 | 7.3728 | 9.7107 | -1.1602 | 37.479 | 3.047 | 40.6285 | 5.7772
1159 | 8.0853 | -0.55654 | 13.5735 | -7.2169 | 40.571 | 4.9138 | 41.3396 | 6.9137 | 65.9389 | 7.428 | 9.694 | -1.1769 | 37.667 | 3.2352 | 40.5854 | 5.7341
1160 | 8.0957 | -0.54508 | 13.5693 | -7.2217 | 40.6463 | 4.9875 | 41.3665 | 6.9408 | 66.008 | 7.4833 | 9.6773 | -1.1936 | 37.7983 | 3.3666 | 40.5078 | 5.6566
1161 | 8.104 | -0.53362 | 13.5651 | -7.2265 | 40.6879 | 5.0612 | 41.3934 | 6.9678 | 66.063 | 7.5386 | 9.6606 | -1.2103 | 37.8094 | 3.3778 | 40.4929 | 5.6418
1162 | 8.1123 | -0.52216 | 13.5609 | -7.2314 | 40.7295 | 5.1349 | 41.4203 | 6.9948 | 66.118 | 7.5939 | 9.6439 | -1.227 | 37.9245 | 3.493 | 40.5134 | 5.6623
1163 | 8.1206 | -0.51069 | 13.5568 | -7.2362 | 40.7711 | 5.2086 | 41.4473 | 7.0218 | 66.173 | 7.6492 | 9.6271 | -1.2437 | 38.1105 | 3.6792 | 40.4056 | 5.5545
1164 | 8.1289 | -0.49923 | 13.5526 | -7.2411 | 40.8127 | 5.2823 | 41.4742 | 7.0489 | 66.228 | 7.7045 | 9.6104 | -1.2604 | 38.139 | 3.7078 | 40.4054 | 5.5544
1165 | 8.1372 | -0.49671 | 13.5497 | -7.2389 | 40.8543 | 5.2588 | 41.4855 | 7.0603 | 66.283 | 7.7592 | 9.5937 | -1.2772 | 38.3124 | 3.8813 | 40.4975 | 5.6465
1166 | 8.1452 | -0.49418 | 13.5519 | -7.2367 | 40.8936 | 5.2353 | 41.4969 | 7.0717 | 66.3376 | 7.814 | 9.5769 | -1.294 | 38.4365 | 4.0056 | 40.5022 | 5.6513
1167 | 8.1423 | -0.49165 | 13.5541 | -7.2345 | 40.8576 | 5.2118 | 41.5082 | 7.0831 | 66.3787 | 7.8687 | 9.5601 | -1.3107 | 38.5116 | 4.0808 | 40.5193 | 5.6684
1168 | 8.1394 | -0.48912 | 13.5563 | -7.2324 | 40.8216 | 5.1883 | 41.5195 | 7.0945 | 66.4198 | 7.9235 | 9.5433 | -1.3275 | 38.5917 | 4.161 | 40.5193 | 5.6684
1169 | 8.1365 | -0.48659 | 13.5585 | -7.2302 | 40.7856 | 5.1647 | 41.5308 | 7.1059 | 66.4609 | 7.9782 | 9.5266 | -1.3443 | 38.7134 | 4.2829 | 40.4984 | 5.6475
1170 | 8.1336 | -0.48406 | 13.5608 | -7.228 | 40.7496 | 5.1412 | 41.5422 | 7.1173 | 66.502 | 8.033 | 9.5098 | -1.361 | 38.8691 | 4.4388 | 40.5564 | 5.7056
1171 | 8.1307 | -0.49731 | 13.5638 | -7.2235 | 40.7136 | 5.0804 | 41.4962 | 7.0715 | 66.5431 | 8.0465 | 9.4909 | -1.3799 | 38.9836 | 4.5534 | 40.5643 | 5.7136
1172 | 8.1273 | -0.51055 | 13.5703 | -7.219 | 40.6766 | 5.0195 | 41.4503 | 7.0256 | 66.5835 | 8.0601 | 9.472 | -1.3988 | 38.9944 | 4.5644 | 40.6464 | 5.7956
1173 | 8.1058 | -0.5238 | 13.5768 | -7.2145 | 40.5997 | 4.9587 | 41.4043 | 6.9798 | 66.5948 | 8.0736 | 9.4531 | -1.4177 | 39.1966 | 4.7667 | 40.6538 | 5.8031
1174 | 8.0843 | -0.53704 | 13.5833 | -7.21 | 40.5228 | 4.8978 | 41.3584 | 6.9339 | 66.6061 | 8.0872 | 9.4342 | -1.4366 | 39.122 | 4.6922 | 40.684 | 5.8334
1175 | 8.0627 | -0.55029 | 13.5898 | -7.2055 | 40.4458 | 4.8369 | 41.3124 | 6.8881 | 66.6174 | 8.1007 | 9.4154 | -1.4555 | 39.1424 | 4.7127 | 40.659 | 5.8084
1176 | 8.0412 | -0.56353 | 13.5962 | -7.2011 | 40.3689 | 4.7761 | 41.2665 | 6.8422 | 66.6287 | 8.1142 | 9.3965 | -1.4743 | 39.3463 | 4.9168 | 40.7337 | 5.8831
1177 | 8.0196 | -0.60121 | 13.6056 | -7.1796 | 40.2919 | 4.667 | 41.1937 | 6.7695 | 66.64 | 8.1213 | 9.3971 | -1.4737 | 39.3088 | 4.8794 | 40.7961 | 5.9455
1178 | 7.998 | -0.6389 | 13.6269 | -7.1582 | 40.2141 | 4.558 | 41.1209 | 6.6968 | 66.6509 | 8.1283 | 9.3977 | -1.4731 | 39.376 | 4.9467 | 40.7622 | 5.9117
1179 | 7.9717 | -0.67658 | 13.6482 | -7.1368 | 40.0941 | 4.4489 | 41.0481 | 6.6241 | 66.6427 | 8.1353 | 9.3983 | -1.4725 | 39.3335 | 4.9044 | 40.7375 | 5.8871
1180 | 7.9453 | -0.71426 | 13.6695 | -7.1153 | 39.9741 | 4.3399 | 40.9753 | 6.5513 | 66.6344 | 8.1423 | 9.3989 | -1.4718 | 39.2757 | 4.8467 | 40.8605 | 6.0101
1181 | 7.919 | -0.75194 | 13.6908 | -7.0939 | 39.8541 | 4.2308 | 40.9025 | 6.4786 | 66.6262 | 8.1494 | 9.3996 | -1.4712 | 39.3372 | 4.9084 | 40.8429 | 5.9926
1182 | 7.8927 | -0.78963 | 13.7121 | -7.0725 | 39.7341 | 4.1218 | 40.8296 | 6.4059 | 66.618 | 8.1564 | 9.4002 | -1.4706 | 39.33 | 4.9013 | 40.8667 | 6.0164
1183 | 7.8663 | -0.79226 | 13.7337 | -7.0501 | 39.6141 | 3.9802 | 40.7895 | 6.3658 | 66.6098 | 8.1176 | 9.4229 | -1.4479 | 39.2667 | 4.8381 | 40.8786 | 6.0283
1184 | 7.8403 | -0.79489 | 13.757 | -7.0277 | 39.4942 | 3.8387 | 40.7493 | 6.3257 | 66.601 | 8.0788 | 9.4455 | -1.4253 | 39.2274 | 4.799 | 41.0422 | 6.1919
1185 | 7.8356 | -0.79752 | 13.7802 | -7.0054 | 39.3767 | 3.6971 | 40.7091 | 6.2856 | 66.5558 | 8.04 | 9.4682 | -1.4026 | 39.1409 | 4.7126 | 40.9487 | 6.0985
1186 | 7.8309 | -0.80015 | 13.8035 | -6.983 | 39.2591 | 3.5555 | 40.6689 | 6.2455 | 66.5106 | 8.0012 | 9.4908 | -1.3799 | 39.0852 | 4.657 | 41.0236 | 6.1734
1187 | 7.8262 | -0.80279 | 13.8267 | -6.9606 | 39.1416 | 3.414 | 40.6287 | 6.2054 | 66.4654 | 7.9624 | 9.5135 | -1.3573 | 38.9276 | 4.4996 | 41.0121 | 6.1619
1188 | 7.8214 | -0.80542 | 13.85 | -6.9383 | 39.0241 | 3.2724 | 40.5885 | 6.1653 | 66.4203 | 7.9236 | 9.5361 | -1.3346 | 39.0197 | 4.5918 | 40.9861 | 6.136
1189 | 7.8167 | -0.81361 | 13.8745 | -6.9072 | 38.9066 | 3.2039 | 40.5284 | 6.1053 | 66.3751 | 7.8659 | 9.5536 | -1.3172 | 38.877 | 4.4493 | 41.029 | 6.1789
1190 | 7.8121 | -0.82181 | 13.904 | -6.8762 | 38.7897 | 3.1355 | 40.4682 | 6.0452 | 66.3298 | 7.8081 | 9.571 | -1.2997 | 38.8302 | 4.4026 | 41.03 | 6.18
1191 | 7.813 | -0.83 | 13.9334 | -6.8452 | 38.7381 | 3.067 | 40.408 | 5.9851 | 66.2755 | 7.7503 | 9.5884 | -1.2823 | 38.6363 | 4.2088 | 41.1486 | 6.2986
1192 | 7.814 | -0.8382 | 13.9629 | -6.8142 | 38.6866 | 2.9985 | 40.3479 | 5.925 | 66.2212 | 7.6925 | 9.6058 | -1.2649 | 38.5482 | 4.1208 | 41.0982 | 6.2482
1193 | 7.815 | -0.84639 | 13.9924 | -6.7832 | 38.635 | 2.9301 | 40.2877 | 5.865 | 66.1669 | 7.6347 | 9.6233 | -1.2475 | 38.3917 | 3.9645 | 41.1271 | 6.2771
1194 | 7.816 | -0.85459 | 14.0219 | -6.7521 | 38.5835 | 2.8616 | 40.2276 | 5.8049 | 66.1126 | 7.5769 | 9.6407 | -1.23 | 38.3437 | 3.9166 | 41.1539 | 6.304
1195 | 7.817 | -0.83444 | 14.0492 | -6.7306 | 38.5319 | 2.8446 | 40.2263 | 5.8037 | 66.0583 | 7.5299 | 9.6634 | -1.2073 | 38.1486 | 3.7217 | 41.1845 | 6.3346
1196 | 7.818 | -0.81429 | 14.0678 | -6.7091 | 38.4806 | 2.8276 | 40.225 | 5.8026 | 66.004 | 7.4829 | 9.6861 | -1.1846 | 38.0546 | 3.6278 | 41.1224 | 6.2726
1197 | 7.8365 | -0.79414 | 14.0865 | -6.6876 | 38.4854 | 2.8106 | 40.2238 | 5.8014 | 65.9669 | 7.4359 | 9.7088 | -1.1619 | 37.9349 | 3.5083 | 41.1795 | 6.3298
1198 | 7.855 | -0.77399 | 14.1051 | -6.666 | 38.4902 | 2.7936 | 40.2225 | 5.8002 | 65.9298 | 7.3889 | 9.7315 | -1.1392 | 37.8185 | 3.392 | 41.1117 | 6.262
1199 | 7.8735 | -0.75384 | 14.1237 | -6.6445 | 38.495 | 2.7766 | 40.2212 | 5.799 | 65.8927 | 7.3419 | 9.7542 | -1.1165 | 37.7345 | 3.3081 | 41.1189 | 6.2692
1200 | 7.892 | -0.73368 | 14.1424 | -6.623 | 38.4998 | 2.7596 | 40.22 | 5.7978 | 65.8556 | 7.2949 | 9.7769 | -1.0938 | 37.5668 | 3.1405 | 41.145 | 6.2954
1201 | 7.9105 | -0.71777 | 14.1571 | -6.6212 | 38.5045 | 2.8086 | 40.2743 | 5.8523 | 65.8184 | 7.2778 | 9.783 | -1.0877 | 37.52 | 3.0939 | 41.2592 | 6.4096
1202 | 7.929 | -0.70186 | 14.1563 | -6.6194 | 38.5093 | 2.8576 | 40.3287 | 5.9067 | 65.7813 | 7.2608 | 9.789 | -1.0817 | 37.3924 | 2.9665 | 41.182 | 6.3325
1203 | 7.9446 | -0.68595 | 14.1555 | -6.6176 | 38.5675 | 2.9065 | 40.383 | 5.9612 | 65.7634 | 7.2438 | 9.795 | -1.0756 | 37.2959 | 2.8701 | 41.155 | 6.3055
1204 | 7.9601 | -0.67004 | 14.1547 | -6.6158 | 38.6256 | 2.9555 | 40.4373 | 6.0156 | 65.7454 | 7.2268 | 9.8011 | -1.0696 | 37.261 | 2.8353 | 41.0946 | 6.2451
1205 | 7.9756 | -0.65413 | 14.1539 | -6.6141 | 38.6838 | 3.0045 | 40.4917 | 6.07 | 65.7275 | 7.2097 | 9.8071 | -1.0636 | 37.046 | 2.6204 | 41.0664 | 6.217
1206 | 7.9912 | -0.63821 | 14.1531 | -6.6123 | 38.742 | 3.0534 | 40.546 | 6.1245 | 65.7095 | 7.1927 | 9.8131 | -1.0575 | 37.0416 | 2.6162 | 41.1315 | 6.2821
1207 | 8.0067 | -0.6227 | 14.1489 | -6.6278 | 38.8001 | 3.1305 | 40.5872 | 6.1657 | 65.6916 | 7.1732 | 9.8082 | -1.0624 | 36.9735 | 2.5482 | 41.0516 | 6.2022
1208 | 8.0222 | -0.60719 | 14.1308 | -6.6434 | 38.8583 | 3.2076 | 40.6283 | 6.2069 | 65.6736 | 7.1537 | 9.8033 | -1.0673 | 36.9392 | 2.5141 | 41.082 | 6.2327
1209 | 8.0279 | -0.59168 | 14.1127 | -6.6589 | 38.9396 | 3.2847 | 40.6694 | 6.2481 | 65.6694 | 7.1343 | 9.7984 | -1.0722 | 36.8034 | 2.3784 | 41.0822 | 6.2329
1210 | 8.0336 | -0.57617 | 14.0947 | -6.6744 | 39.021 | 3.3618 | 40.7105 | 6.2893 | 65.6652 | 7.1148 | 9.7935 | -1.0771 | 36.6991 | 2.2743 | 41.0754 | 6.2261
1211 | 8.0392 | -0.56066 | 14.0766 | -6.6899 | 39.1024 | 3.4389 | 40.7516 | 6.3305 | 65.6611 | 7.0953 | 9.7886 | -1.082 | 36.7057 | 2.281 | 41.1009 | 6.2517
1212 | 8.0449 | -0.54515 | 14.0586 | -6.7055 | 39.1838 | 3.516 | 40.7927 | 6.3717 | 65.657 | 7.0758 | 9.7837 | -1.0869 | 36.646 | 2.2215 | 41.0478 | 6.1986
1213 | 8.0505 | -0.55837 | 14.0374 | -6.738 | 39.2652 | 3.6065 | 40.8217 | 6.4007 | 65.6528 | 7.1024 | 9.7752 | -1.0954 | 36.71 | 2.2856 | 41.0035 | 6.1543
1214 | 8.0562 | -0.57159 | 14.004 | -6.7705 | 39.3466 | 3.6971 | 40.8507 | 6.4298 | 65.6487 | 7.1291 | 9.7667 | -1.1039 | 36.6309 | 2.2066 | 41.0122 | 6.1631
1215 | 8.0431 | -0.58481 | 13.9707 | -6.803 | 39.4253 | 3.7877 | 40.8797 | 6.4589 | 65.6665 | 7.1557 | 9.7583 | -1.1124 | 36.7048 | 2.2806 | 41.0227 | 6.1736
1216 | 8.0298 | -0.59803 | 13.9373 | -6.8355 | 39.5039 | 3.8783 | 40.9086 | 6.4879 | 65.6846 | 7.1824 | 9.7498 | -1.1209 | 36.6667 | 2.2427 | 41.0136 | 6.1646
1217 | 8.0165 | -0.61124 | 13.9039 | -6.868 | 39.5826 | 3.9688 | 40.9376 | 6.517 | 65.7026 | 7.209 | 9.7413 | -1.1293 | 36.6781 | 2.2542 | 40.9053 | 6.0563
1218 | 8.0033 | -0.62446 | 13.8705 | -6.9006 | 39.6612 | 4.0594 | 40.9666 | 6.5461 | 65.7207 | 7.2356 | 9.7328 | -1.1378 | 36.743 | 2.3193 | 40.9401 | 6.0912
1219 | 7.99 | -0.63712 | 13.8367 | -6.9375 | 39.7399 | 4.115 | 41.0018 | 6.5814 | 65.7387 | 7.237 | 9.7014 | -1.1692 | 36.8034 | 2.3798 | 40.8637 | 6.0148
1220 | 7.9767 | -0.64978 | 13.801 | -6.9745 | 39.8185 | 4.1706 | 41.0371 | 6.6168 | 65.7568 | 7.2384 | 9.6701 | -1.2005 | 36.9005 | 2.477 | 40.9243 | 6.0754
1221 | 7.9602 | -0.66244 | 13.7653 | -7.0115 | 39.863 | 4.2262 | 41.0724 | 6.6521 | 65.7804 | 7.2397 | 9.6388 | -1.2318 | 36.9849 | 2.5616 | 40.8 | 5.9511
1222 | 7.9437 | -0.67509 | 13.7296 | -7.0485 | 39.907 | 4.2818 | 41.1076 | 6.6875 | 65.804 | 7.2411 | 9.6074 | -1.2632 | 37.0118 | 2.5886 | 40.7689 | 5.9201
1223 | 7.9272 | -0.68775 | 13.6939 | -7.0854 | 39.9509 | 4.3374 | 41.1429 | 6.7228 | 65.8277 | 7.2425 | 9.5761 | -1.2945 | 37.0054 | 2.5824 | 40.6642 | 5.8154
1224 | 7.9107 | -0.70041 | 13.6582 | -7.1224 | 39.9949 | 4.393 | 41.1781 | 6.7582 | 65.8514 | 7.2438 | 9.5447 | -1.3259 | 37.1138 | 2.6909 | 40.6192 | 5.7704
1225 | 7.8941 | -0.72383 | 13.6255 | -7.1477 | 40.0388 | 4.4145 | 41.1793 | 6.7594 | 65.8751 | 7.3118 | 9.5454 | -1.3252 | 37.1577 | 2.7349 | 40.5304 | 5.6817
1226 | 7.8776 | -0.74726 | 13.6042 | -7.1729 | 40.0828 | 4.4361 | 41.1804 | 6.7606 | 65.8988 | 7.3798 | 9.5461 | -1.3244 | 37.2364 | 2.8138 | 40.475 | 5.6263
1227 | 7.8604 | -0.77068 | 13.5828 | -7.1982 | 40.0982 | 4.4577 | 41.1816 | 6.7619 | 65.9643 | 7.4478 | 9.5468 | -1.3237 | 37.2732 | 2.8507 | 40.5795 | 5.7309
1228 | 7.8431 | -0.7941 | 13.5615 | -7.2234 | 40.113 | 4.4792 | 41.1827 | 6.7631 | 66.0308 | 7.5158 | 9.5475 | -1.323 | 37.3235 | 2.9011 | 40.4403 | 5.5917
1229 | 7.8258 | -0.81753 | 13.5402 | -7.2486 | 40.1278 | 4.5008 | 41.1839 | 6.7644 | 66.0973 | 7.5838 | 9.5483 | -1.3223 | 37.4222 | 3 | 40.3652 | 5.5166
1230 | 7.8086 | -0.84095 | 13.5189 | -7.2739 | 40.1426 | 4.5224 | 41.185 | 6.7656 | 66.1637 | 7.6518 | 9.549 | -1.3216 | 37.519 | 3.097 | 40.4476 | 5.5991
1231 | 7.7913 | -0.84539 | 13.5031 | -7.2675 | 40.1574 | 4.5245 | 41.1846 | 6.7652 | 66.2302 | 7.7155 | 9.5601 | -1.3104 | 37.5931 | 3.1712 | 40.4859 | 5.6373
1232 | 7.774 | -0.84984 | 13.509 | -7.2612 | 40.1723 | 4.5266 | 41.1841 | 6.7649 | 66.2966 | 7.7793 | 9.5713 | -1.2993 | 37.6576 | 3.2359 | 40.34 | 5.4916
1233 | 7.769 | -0.85428 | 13.5148 | -7.2548 | 40.1721 | 4.5287 | 41.1836 | 6.7645 | 66.3484 | 7.843 | 9.5824 | -1.2881 | 37.7641 | 3.3425 | 40.4355 | 5.5871
1234 | 7.7644 | -0.85872 | 13.5207 | -7.2485 | 40.1715 | 4.5308 | 41.1832 | 6.7641 | 66.3998 | 7.9067 | 9.5936 | -1.277 | 37.7489 | 3.3274 | 40.4354 | 5.587
1235 | 7.7597 | -0.86317 | 13.5265 | -7.2421 | 40.1709 | 4.5329 | 41.1827 | 6.7637 | 66.4513 | 7.9705 | 9.6048 | -1.2658 | 37.9117 | 3.4904 | 40.4295 | 5.5812
1236 | 7.755 | -0.86761 | 13.5323 | -7.2357 | 40.1703 | 4.5351 | 41.1822 | 6.7633 | 66.5027 | 8.0342 | 9.6159 | -1.2546 | 38.0187 | 3.5974 | 40.4014 | 5.5531
1237 | 7.7504 | -0.87199 | 13.5386 | -7.2312 | 40.1697 | 4.5298 | 41.1993 | 6.7805 | 66.5541 | 8.0618 | 9.6015 | -1.269 | 38.0693 | 3.6482 | 40.3314 | 5.4831
1238 | 7.7457 | -0.87636 | 13.5462 | -7.2267 | 40.1691 | 4.5244 | 41.2163 | 6.7976 | 66.6055 | 8.0894 | 9.5872 | -1.2833 | 38.1489 | 3.728 | 40.4362 | 5.5879
1239 | 7.7474 | -0.88074 | 13.5538 | -7.2222 | 40.1414 | 4.5191 | 41.2334 | 6.8147 | 66.6324 | 8.117 | 9.5728 | -1.2977 | 38.1934 | 3.7726 | 40.4611 | 5.6128
1240 | 7.7493 | -0.88511 | 13.5614 | -7.2177 | 40.1129 | 4.5138 | 41.2504 | 6.8318 | 66.6586 | 8.1446 | 9.5585 | -1.3121 | 38.3283 | 3.9076 | 40.4226 | 5.5744
1241 | 7.7513 | -0.88949 | 13.569 | -7.2132 | 40.0843 | 4.5085 | 41.2674 | 6.849 | 66.6848 | 8.1722 | 9.5441 | -1.3264 | 38.3874 | 3.9669 | 40.4427 | 5.5945
1242 | 7.7532 | -0.89386 | 13.5766 | -7.2087 | 40.0558 | 4.5032 | 41.2845 | 6.8661 | 66.7109 | 8.1998 | 9.5297 | -1.3408 | 38.5017 | 4.0813 | 40.4752 | 5.6271
1243 | 7.7551 | -0.8789 | 13.5884 | -7.1787 | 40.0272 | 4.4299 | 41.2272 | 6.8089 | 66.7371 | 8.2235 | 9.5215 | -1.349 | 38.4983 | 4.0781 | 40.5478 | 5.6997
1244 | 7.7571 | -0.86394 | 13.6162 | -7.1487 | 39.9986 | 4.3566 | 41.17 | 6.7518 | 66.7632 | 8.2471 | 9.5133 | -1.3572 | 38.4929 | 4.0727 | 40.4923 | 5.6443
1245 | 7.7633 | -0.84897 | 13.6439 | -7.1187 | 39.9273 | 4.2832 | 41.1127 | 6.6946 | 66.7685 | 8.2708 | 9.5051 | -1.3654 | 38.4974 | 4.0774 | 40.5858 | 5.7377
1246 | 7.7698 | -0.83401 | 13.6717 | -7.0886 | 39.8544 | 4.2099 | 41.0554 | 6.6374 | 66.773 | 8.2944 | 9.4969 | -1.3736 | 38.6382 | 4.2184 | 40.7389 | 5.8909
1247 | 7.7762 | -0.81905 | 13.6995 | -7.0586 | 39.7815 | 4.1366 | 40.9982 | 6.5803 | 66.7775 | 8.3181 | 9.4887 | -1.3818 | 38.6236 | 4.2039 | 40.6646 | 5.8166
1248 | 7.7827 | -0.80409 | 13.7273 | -7.0286 | 39.7086 | 4.0633 | 40.9409 | 6.5231 | 66.782 | 8.3417 | 9.4805 | -1.39 | 38.6707 | 4.2511 | 40.6901 | 5.8422
1249 | 7.7891 | -0.81347 | 13.7525 | -7.0135 | 39.6356 | 3.9917 | 40.9295 | 6.5117 | 66.7865 | 8.3093 | 9.4583 | -1.4122 | 38.7137 | 4.2943 | 40.7681 | 5.9202
1250 | 7.7955 | -0.82285 | 13.768 | -6.9985 | 39.5627 | 3.9201 | 40.918 | 6.5004 | 66.791 | 8.2769 | 9.4361 | -1.4344 | 38.8078 | 4.3885 | 40.8254 | 5.9775
1251 | 7.7905 | -0.83223 | 13.7835 | -6.9835 | 39.4815 | 3.8485 | 40.9066 | 6.489 | 66.749 | 8.2446 | 9.4139 | -1.4566 | 38.7809 | 4.3618 | 40.8703 | 6.0225
1252 | 7.785 | -0.84161 | 13.799 | -6.9684 | 39.3999 | 3.7769 | 40.8951 | 6.4776 | 66.705 | 8.2122 | 9.3917 | -1.4787 | 38.783 | 4.364 | 40.9276 | 6.0798
1253 | 7.7795 | -0.851 | 13.8145 | -6.9534 | 39.3183 | 3.7053 | 40.8836 | 6.4662 | 66.6611 | 8.1798 | 9.3695 | -1.5009 | 38.7934 | 4.3746 | 40.9397 | 6.092
1254 | 7.774 | -0.86038 | 13.8301 | -6.9384 | 39.2368 | 3.6338 | 40.8722 | 6.4549 | 66.6171 | 8.1474 | 9.3473 | -1.5231 | 38.7079 | 4.2891 | 40.9546 | 6.1069
1255 | 7.7685 | -0.85766 | 13.8463 | -6.9177 | 39.1552 | 3.5334 | 40.8201 | 6.4029 | 66.5731 | 8.0814 | 9.363 | -1.5074 | 38.7291 | 4.3105 | 40.9725 | 6.1248
1256 | 7.763 | -0.85495 | 13.8653 | -6.8971 | 39.0736 | 3.4331 | 40.768 | 6.3509 | 66.5292 | 8.0153 | 9.3787 | -1.4918 | 38.6828 | 4.2644 | 41.0246 | 6.1769
1257 | 7.7649 | -0.85223 | 13.8843 | -6.8764 | 38.9875 | 3.3327 | 40.716 | 6.2989 | 66.4721 | 7.9492 | 9.3944 | -1.4761 | 38.6518 | 4.2335 | 41.0866 | 6.239
1258 | 7.7672 | -0.84952 | 13.9033 | -6.8558 | 38.9011 | 3.2324 | 40.6639 | 6.2469 | 66.4143 | 7.8831 | 9.4101 | -1.4604 | 38.5923 | 4.1742 | 40.9744 | 6.1268
1259 | 7.7695 | -0.8468 | 13.9223 | -6.8352 | 38.8147 | 3.132 | 40.6118 | 6.1949 | 66.3565 | 7.817 | 9.4258 | -1.4447 | 38.6121 | 4.1941 | 41.1027 | 6.2552
1260 | 7.7718 | -0.84409 | 13.9413 | -6.8145 | 38.7284 | 3.0317 | 40.5597 | 6.1429 | 66.2988 | 7.7509 | 9.4414 | -1.429 | 38.4589 | 4.041 | 41.0266 | 6.179
1261 | 7.7741 | -0.84187 | 13.9587 | -6.8042 | 38.642 | 2.9728 | 40.5301 | 6.1134 | 66.241 | 7.7095 | 9.442 | -1.4284 | 38.4582 | 4.0404 | 41.0804 | 6.2329
1262 | 7.7764 | -0.83965 | 13.9701 | -6.794 | 38.5557 | 2.914 | 40.5005 | 6.0839 | 66.1832 | 7.6681 | 9.4426 | -1.4279 | 38.3674 | 3.9498 | 41.1563 | 6.3088
1263 | 7.7775 | -0.83744 | 13.9814 | -6.7837 | 38.5119 | 2.8551 | 40.4709 | 6.0544 | 66.14 | 7.6267 | 9.4431 | -1.4273 | 38.2552 | 3.8377 | 41.087 | 6.2396
1264 | 7.7786 | -0.83522 | 13.9928 | -6.7734 | 38.4705 | 2.7963 | 40.4414 | 6.0249 | 66.0976 | 7.5853 | 9.4437 | -1.4267 | 38.1849 | 3.7676 | 41.0344 | 6.1871
1265 | 7.7797 | -0.833 | 14.0041 | -6.7632 | 38.4291 | 2.7374 | 40.4118 | 5.9954 | 66.0552 | 7.5439 | 9.4443 | -1.4262 | 38.0669 | 3.6497 | 41.0706 | 6.2233
1266 | 7.7808 | -0.83078 | 14.0154 | -6.7529 | 38.3877 | 2.6786 | 40.3822 | 5.9659 | 66.0128 | 7.5024 | 9.4448 | -1.4256 | 37.9812 | 3.5641 | 41.1607 | 6.3133
1267 | 7.7819 | -0.83111 | 14.0284 | -6.7325 | 38.3463 | 2.6712 | 40.3929 | 5.9767 | 65.9704 | 7.4584 | 9.4719 | -1.3985 | 37.8662 | 3.4493 | 41.1618 | 6.3145
1268 | 7.783 | -0.83143 | 14.0475 | -6.7121 | 38.3048 | 2.6638 | 40.4036 | 5.9875 | 65.928 | 7.4144 | 9.4991 | -1.3713 | 37.7254 | 3.3086 | 41.1158 | 6.2685
1269 | 7.7899 | -0.83176 | 14.0665 | -6.6918 | 38.3109 | 2.6564 | 40.4143 | 5.9984 | 65.889 | 7.3704 | 9.5262 | -1.3442 | 37.6026 | 3.186 | 41.076 | 6.2287
1270 | 7.7971 | -0.83208 | 14.0856 | -6.6714 | 38.3197 | 2.6489 | 40.4251 | 6.0092 | 65.8501 | 7.3264 | 9.5534 | -1.317 | 37.5744 | 3.1579 | 41.1309 | 6.2837
1271 | 7.8043 | -0.83241 | 14.1046 | -6.651 | 38.3285 | 2.6415 | 40.4358 | 6.02 | 65.8112 | 7.2824 | 9.5805 | -1.2899 | 37.4238 | 3.0075 | 40.9724 | 6.1252
1272 | 7.8115 | -0.83273 | 14.1237 | -6.6306 | 38.3374 | 2.6341 | 40.4465 | 6.0308 | 65.7724 | 7.2384 | 9.6077 | -1.2628 | 37.3638 | 2.9476 | 40.9337 | 6.0865
1273 | 7.8187 | -0.81033 | 14.1407 | -6.6183 | 38.3462 | 2.6746 | 40.4526 | 6.037 | 65.7335 | 7.2097 | 9.6219 | -1.2485 | 37.2312 | 2.8151 | 40.9274 | 6.0803
1274 | 7.826 | -0.78793 | 14.1502 | -6.6059 | 38.355 | 2.7151 | 40.4587 | 6.0431 | 65.6946 | 7.181 | 9.6361 | -1.2343 | 37.1708 | 2.7548 | 40.9828 | 6.1357
1275 | 7.8455 | -0.76553 | 14.1598 | -6.5935 | 38.4102 | 2.7556 | 40.4648 | 6.0493 | 65.6897 | 7.1523 | 9.6503 | -1.2201 | 37.0774 | 2.6616 | 40.9489 | 6.1019
1276 | 7.8659 | -0.74314 | 14.1693 | -6.5811 | 38.4683 | 2.796 | 40.4709 | 6.0555 | 65.687 | 7.1235 | 9.6645 | -1.2059 | 36.9643 | 2.5486 | 40.9631 | 6.1161
1277 | 7.8863 | -0.72074 | 14.1788 | -6.5688 | 38.5264 | 2.8365 | 40.4769 | 6.0617 | 65.6842 | 7.0948 | 9.6787 | -1.1917 | 36.8945 | 2.479 | 40.8767 | 6.0297
1278 | 7.9067 | -0.69834 | 14.1883 | -6.5564 | 38.5846 | 2.877 | 40.483 | 6.0678 | 65.6815 | 7.0661 | 9.6929 | -1.1775 | 36.8304 | 2.415 | 40.8433 | 5.9963
1279 | 7.9271 | -0.68105 | 14.1939 | -6.5638 | 38.6427 | 2.9694 | 40.5351 | 6.12 | 65.6787 | 7.1132 | 9.6915 | -1.1789 | 36.6246 | 2.2093 | 40.86 | 6.0131
1280 | 7.9475 | -0.66377 | 14.1849 | -6.5712 | 38.7009 | 3.0617 | 40.5872 | 6.1721 | 65.676 | 7.1603 | 9.6901 | -1.1803 | 36.6814 | 2.2663 | 40.8693 | 6.0225
1281 | 7.9627 | -0.64648 | 14.1759 | -6.5786 | 38.7815 | 3.154 | 40.6392 | 6.2243 | 65.7117 | 7.2074 | 9.6887 | -1.1817 | 36.6603 | 2.2453 | 40.8826 | 6.0358
1282 | 7.9775 | -0.6292 | 14.167 | -6.586 | 38.8638 | 3.2464 | 40.6913 | 6.2765 | 65.7502 | 7.2545 | 9.6873 | -1.183 | 36.5643 | 2.1495 | 40.9053 | 6.0585
1283 | 7.9924 | -0.61192 | 14.158 | -6.5935 | 38.946 | 3.3387 | 40.7434 | 6.3286 | 65.7886 | 7.3016 | 9.6859 | -1.1844 | 36.5477 | 2.133 | 40.9012 | 6.0544
1284 | 8.0073 | -0.59463 | 14.1491 | -6.6009 | 39.0283 | 3.4311 | 40.7954 | 6.3808 | 65.827 | 7.3487 | 9.6845 | -1.1858 | 36.5499 | 2.1353 | 40.8497 | 6.003
1285 | 8.0221 | -0.58364 | 14.1375 | -6.6181 | 39.1106 | 3.4947 | 40.8456 | 6.431 | 65.8655 | 7.371 | 9.6752 | -1.1951 | 36.5094 | 2.0951 | 40.8523 | 6.0056
1286 | 8.037 | -0.57264 | 14.1166 | -6.6353 | 39.1928 | 3.5584 | 40.8957 | 6.4812 | 65.9039 | 7.3933 | 9.6659 | -1.2044 | 36.497 | 2.0827 | 40.716 | 5.8693
1287 | 8.0409 | -0.56164 | 14.0956 | -6.6525 | 39.2532 | 3.622 | 40.9459 | 6.5315 | 65.9347 | 7.4156 | 9.6566 | -1.2137 | 36.4906 | 2.0764 | 40.8009 | 5.9543
1288 | 8.044 | -0.55065 | 14.0747 | -6.6697 | 39.3119 | 3.6857 | 40.996 | 6.5817 | 65.9649 | 7.4379 | 9.6473 | -1.223 | 36.4807 | 2.0667 | 40.8853 | 6.0387
1289 | 8.0471 | -0.53965 | 14.0537 | -6.6869 | 39.3707 | 3.7493 | 41.0461 | 6.6319 | 65.9951 | 7.4602 | 9.638 | -1.2323 | 36.4651 | 2.0513 | 40.804 | 5.9574
1290 | 8.0502 | -0.52866 | 14.0328 | -6.7042 | 39.4294 | 3.813 | 41.0963 | 6.6822 | 66.0253 | 7.4825 | 9.6287 | -1.2416 | 36.5517 | 2.138 | 40.7793 | 5.9328
1291 | 8.0533 | -0.53975 | 14.0069 | -6.7479 | 39.4881 | 3.8629 | 41.1072 | 6.6932 | 66.0555 | 7.5279 | 9.6264 | -1.244 | 36.6229 | 2.2094 | 40.7966 | 5.9501
1292 | 8.0564 | -0.55084 | 13.9632 | -6.7917 | 39.5468 | 3.9128 | 41.1182 | 6.7042 | 66.0857 | 7.5734 | 9.624 | -1.2463 | 36.5383 | 2.1249 | 40.8419 | 5.9954
1293 | 8.0417 | -0.56192 | 13.9195 | -6.8354 | 39.587 | 3.9628 | 41.1291 | 6.7153 | 66.1221 | 7.6189 | 9.6217 | -1.2486 | 36.5953 | 2.182 | 40.7594 | 5.913
1294 | 8.0254 | -0.57301 | 13.8758 | -6.8792 | 39.6256 | 4.0127 | 41.1401 | 6.7263 | 66.159 | 7.6643 | 9.6194 | -1.251 | 36.6126 | 2.1995 | 40.5583 | 5.7119
1295 | 8.0092 | -0.5841 | 13.8321 | -6.923 | 39.6642 | 4.0626 | 41.151 | 6.7373 | 66.196 | 7.7098 | 9.617 | -1.2533 | 36.7224 | 2.3094 | 40.693 | 5.8466
1296 | 7.9929 | -0.59519 | 13.7884 | -6.9667 | 39.7028 | 4.1125 | 41.162 | 6.7484 | 66.2329 | 7.7553 | 9.6147 | -1.2556 | 36.78 | 2.3672 | 40.6882 | 5.8418
1297 | 7.9767 | -0.62043 | 13.746 | -7.0081 | 39.7415 | 4.1304 | 41.1457 | 6.7321 | 66.2699 | 7.7764 | 9.5991 | -1.2712 | 36.8341 | 2.4214 | 40.6697 | 5.8234
1298 | 7.9604 | -0.64566 | 13.7082 | -7.0494 | 39.7801 | 4.1483 | 41.1294 | 6.7159 | 66.3068 | 7.7976 | 9.5835 | -1.2868 | 36.822 | 2.4094 | 40.7189 | 5.8727
1299 | 7.9406 | -0.6709 | 13.6705 | -7.0908 | 39.7928 | 4.1661 | 41.1131 | 6.6997 | 66.3309 | 7.8188 | 9.5679 | -1.3024 | 36.899 | 2.4866 | 40.7149 | 5.8687
1300 | 7.9204 | -0.69614 | 13.6328 | -7.1322 | 39.8033 | 4.184 | 41.0968 | 6.6835 | 66.3538 | 7.8399 | 9.5523 | -1.318 | 37.0008 | 2.5885 | 40.615 | 5.7688
1301 | 7.9003 | -0.72137 | 13.5951 | -7.1735 | 39.8138 | 4.2019 | 41.0805 | 6.6673 | 66.3768 | 7.8611 | 9.5367 | -1.3336 | 37.0518 | 2.6396 | 40.6598 | 5.8136
1302 | 7.8801 | -0.74661 | 13.5573 | -7.2149 | 39.8242 | 4.2197 | 41.0642 | 6.6511 | 66.3997 | 7.8823 | 9.5211 | -1.3492 | 37.1172 | 2.7052 | 40.6016 | 5.7554
1303 | 7.86 | -0.75647 | 13.5255 | -7.2264 | 39.8347 | 4.2168 | 41.076 | 6.663 | 66.4226 | 7.9088 | 9.5236 | -1.3467 | 37.1275 | 2.7157 | 40.6216 | 5.7755
1304 | 7.8398 | -0.76633 | 13.5147 | -7.2378 | 39.8452 | 4.2139 | 41.0877 | 6.6748 | 66.4456 | 7.9354 | 9.5261 | -1.3442 | 37.1408 | 2.7291 | 40.6261 | 5.78
1305 | 7.8241 | -0.77619 | 13.5039 | -7.2493 | 39.8356 | 4.211 | 41.0995 | 6.6867 | 66.4743 | 7.962 | 9.5287 | -1.3416 | 37.2305 | 2.8189 | 40.6451 | 5.799
1306 | 7.8087 | -0.78605 | 13.4931 | -7.2607 | 39.8241 | 4.2081 | 41.1113 | 6.6985 | 66.5035 | 7.9886 | 9.5312 | -1.3391 | 37.2898 | 2.8784 | 40.5678 | 5.7218
1307 | 7.7934 | -0.7959 | 13.4823 | -7.2722 | 39.8126 | 4.2052 | 41.123 | 6.7104 | 66.5328 | 8.0152 | 9.5337 | -1.3366 | 37.3556 | 2.9443 | 40.5267 | 5.6807
1308 | 7.7781 | -0.80576 | 13.4716 | -7.2837 | 39.8011 | 4.2022 | 41.1348 | 6.7222 | 66.562 | 8.0418 | 9.5362 | -1.3341 | 37.3991 | 2.9879 | 40.5232 | 5.6773
1309 | 7.7627 | -0.83059 | 13.4631 | -7.2879 | 39.7896 | 4.1753 | 41.1191 | 6.7066 | 66.5913 | 8.0763 | 9.5293 | -1.341 | 37.4365 | 3.0255 | 40.5026 | 5.6567
1310 | 7.7474 | -0.85541 | 13.4632 | -7.2921 | 39.7782 | 4.1483 | 41.1034 | 6.691 | 66.6205 | 8.1109 | 9.5224 | -1.3479 | 37.5004 | 3.0895 | 40.4766 | 5.6306
1311 | 7.7381 | -0.88023 | 13.4632 | -7.2964 | 39.746 | 4.1213 | 41.0877 | 6.6754 | 66.6523 | 8.1454 | 9.5155 | -1.3548 | 37.6235 | 3.2127 | 40.5475 | 5.7016
1312 | 7.7295 | -0.90505 | 13.4632 | -7.3006 | 39.7118 | 4.0944 | 41.072 | 6.6598 | 66.6842 | 8.18 | 9.5086 | -1.3617 | 37.6736 | 3.263 | 40.5388 | 5.6929
1313 | 7.7208 | -0.92987 | 13.4633 | -7.3048 | 39.6776 | 4.0674 | 41.0563 | 6.6442 | 66.7162 | 8.2145 | 9.5017 | -1.3686 | 37.71 | 3.2996 | 40.5257 | 5.6799
1314 | 7.7121 | -0.95469 | 13.4633 | -7.3091 | 39.6434 | 4.0404 | 41.0406 | 6.6286 | 66.7482 | 8.2491 | 9.4948 | -1.3755 | 37.732 | 3.3217 | 40.5467 | 5.7009
1315 | 7.7034 | -0.9325 | 13.4699 | -7.2785 | 39.6092 | 3.9933 | 41.0063 | 6.5943 | 66.7801 | 8.2765 | 9.4893 | -1.3809 | 37.7932 | 3.3831 | 40.5138 | 5.6681
1316 | 7.6948 | -0.9103 | 13.5 | -7.2479 | 39.575 | 3.9461 | 40.972 | 6.5601 | 66.8121 | 8.304 | 9.4839 | -1.3864 | 37.8294 | 3.4194 | 40.5456 | 5.6998
1317 | 7.7092 | -0.8881 | 13.5301 | -7.2172 | 39.5265 | 3.8989 | 40.9376 | 6.5259 | 66.8367 | 8.3314 | 9.4784 | -1.3919 | 37.8242 | 3.4143 | 40.5071 | 5.6614
1318 | 7.7261 | -0.86591 | 13.5602 | -7.1866 | 39.4765 | 3.8518 | 40.9033 | 6.4917 | 66.8605 | 8.3589 | 9.4729 | -1.3973 | 37.8663 | 3.4566 | 40.4511 | 5.6054
1319 | 7.743 | -0.84371 | 13.5904 | -7.156 | 39.4265 | 3.8046 | 40.869 | 6.4574 | 66.8843 | 8.3863 | 9.4675 | -1.4028 | 37.9434 | 3.5338 | 40.5581 | 5.7125
1320 | 7.7599 | -0.82151 | 13.6205 | -7.1254 | 39.3765 | 3.7575 | 40.8347 | 6.4232 | 66.9082 | 8.4138 | 9.462 | -1.4082 | 37.9593 | 3.5499 | 40.6228 | 5.7772
1321 | 7.7768 | -0.81371 | 13.6499 | -7.0967 | 39.3265 | 3.7027 | 40.8274 | 6.416 | 66.932 | 8.4312 | 9.4487 | -1.4216 | 37.9365 | 3.5272 | 40.5901 | 5.7445
1322 | 7.7937 | -0.8059 | 13.6771 | -7.0679 | 39.2765 | 3.6479 | 40.8201 | 6.4088 | 66.9558 | 8.4486 | 9.4353 | -1.4349 | 38.0011 | 3.5919 | 40.7034 | 5.8578
1323 | 7.8049 | -0.7981 | 13.7043 | -7.0392 | 39.2249 | 3.5932 | 40.8128 | 6.4015 | 66.9608 | 8.4659 | 9.422 | -1.4483 | 38.0601 | 3.6511 | 40.5605 | 5.715
1324 | 7.8155 | -0.79029 | 13.7315 | -7.0104 | 39.1731 | 3.5384 | 40.8055 | 6.3943 | 66.9638 | 8.4833 | 9.4086 | -1.4616 | 38.1074 | 3.6984 | 40.633 | 5.7875
1325 | 7.826 | -0.78248 | 13.7587 | -6.9817 | 39.1212 | 3.4836 | 40.7981 | 6.3871 | 66.9667 | 8.5007 | 9.3952 | -1.475 | 38.0893 | 3.6805 | 40.8063 | 5.9608
1326 | 7.8365 | -0.77468 | 13.7859 | -6.953 | 39.0694 | 3.4289 | 40.7908 | 6.3799 | 66.9697 | 8.5181 | 9.3819 | -1.4884 | 38.1049 | 3.6963 | 40.8452 | 5.9998
1327 | 7.8471 | -0.75831 | 13.8113 | -6.934 | 39.0176 | 3.3831 | 40.7859 | 6.375 | 66.9726 | 8.4946 | 9.3875 | -1.4827 | 38.1215 | 3.713 | 40.7809 | 5.9355
1328 | 7.8576 | -0.74193 | 13.8304 | -6.9151 | 38.9658 | 3.3373 | 40.7809 | 6.3701 | 66.9755 | 8.4711 | 9.3932 | -1.477 | 38.0254 | 3.617 | 40.8466 | 6.0012
1329 | 7.8681 | -0.72556 | 13.8494 | -6.8962 | 38.9111 | 3.2915 | 40.7759 | 6.3652 | 66.9343 | 8.4476 | 9.3989 | -1.4713 | 38.0387 | 3.6305 | 40.8911 | 6.0457
1330 | 7.8785 | -0.70919 | 13.8684 | -6.8772 | 38.8559 | 3.2456 | 40.7709 | 6.3603 | 66.8878 | 8.4241 | 9.4046 | -1.4656 | 38.0874 | 3.6794 | 40.9559 | 6.1106
1331 | 7.8889 | -0.69282 | 13.8874 | -6.8583 | 38.8008 | 3.1998 | 40.7659 | 6.3554 | 66.8413 | 8.4006 | 9.4103 | -1.4599 | 38.0912 | 3.6833 | 40.9982 | 6.1529
1332 | 7.8993 | -0.67645 | 13.9064 | -6.8394 | 38.7457 | 3.154 | 40.761 | 6.3505 | 66.7947 | 8.3771 | 9.416 | -1.4543 | 38.0225 | 3.6147 | 40.9611 | 6.1158
1333 | 7.9097 | -0.6763 | 13.9254 | -6.8177 | 38.6906 | 3.0823 | 40.7622 | 6.3518 | 66.7482 | 8.2885 | 9.4261 | -1.4441 | 38.0211 | 3.6135 | 41.0124 | 6.1672
1334 | 7.9201 | -0.67615 | 13.944 | -6.7961 | 38.6354 | 3.0105 | 40.7634 | 6.3532 | 66.7017 | 8.1998 | 9.4362 | -1.434 | 37.9446 | 3.5371 | 41.0882 | 6.243
1335 | 7.9213 | -0.676 | 13.9626 | -6.7745 | 38.5819 | 2.9387 | 40.7647 | 6.3545 | 66.6347 | 8.1112 | 9.4463 | -1.4239 | 37.9233 | 3.516 | 41.062 | 6.2168
1336 | 7.9215 | -0.67586 | 13.9812 | -6.7528 | 38.5286 | 2.8669 | 40.7659 | 6.3558 | 66.5652 | 8.0225 | 9.4564 | -1.4138 | 37.8275 | 3.4203 | 41.0294 | 6.1843
1337 | 7.9216 | -0.67571 | 13.9998 | -6.7312 | 38.4753 | 2.7951 | 40.7672 | 6.3572 | 66.4956 | 7.9339 | 9.4665 | -1.4037 | 37.7786 | 3.3715 | 40.992 | 6.1468
1338 | 7.9217 | -0.67556 | 14.0184 | -6.7095 | 38.422 | 2.7234 | 40.7684 | 6.3585 | 66.4261 | 7.8452 | 9.4766 | -1.3936 | 37.7954 | 3.3885 | 41.0794 | 6.2343
1339 | 7.9219 | -0.67472 | 14.033 | -6.7093 | 38.3687 | 2.7045 | 40.7322 | 6.3223 | 66.3565 | 7.8111 | 9.4976 | -1.3726 | 37.7479 | 3.3411 | 41.1028 | 6.2577
1340 | 7.922 | -0.67388 | 14.0335 | -6.7091 | 38.3154 | 2.6857 | 40.696 | 6.2862 | 66.287 | 7.777 | 9.5186 | -1.3516 | 37.7006 | 3.294 | 41.1938 | 6.3487
1341 | 7.925 | -0.67303 | 14.034 | -6.7088 | 38.299 | 2.6669 | 40.6597 | 6.2501 | 66.2486 | 7.7428 | 9.5396 | -1.3306 | 37.601 | 3.1945 | 41.1376 | 6.2926
1342 | 7.9284 | -0.67219 | 14.0345 | -6.7086 | 38.2875 | 2.6481 | 40.6235 | 6.2139 | 66.2142 | 7.7087 | 9.5606 | -1.3096 | 37.4951 | 3.0887 | 41.1059 | 6.261
1343 | 7.9318 | -0.67134 | 14.0351 | -6.7084 | 38.2759 | 2.6293 | 40.5873 | 6.1778 | 66.1799 | 7.6746 | 9.5816 | -1.2886 | 37.4339 | 3.0276 | 41.1478 | 6.3029
1344 | 7.9352 | -0.6705 | 14.0356 | -6.7082 | 38.2644 | 2.6104 | 40.551 | 6.1417 | 66.1455 | 7.6405 | 9.6026 | -1.2676 | 37.3346 | 2.9285 | 41.075 | 6.23
1345 | 7.9386 | -0.66166 | 14.037 | -6.7036 | 38.2528 | 2.6127 | 40.5812 | 6.1719 | 66.1112 | 7.606 | 9.6101 | -1.2601 | 37.2868 | 2.8808 | 41.1126 | 6.2677
1346 | 7.942 | -0.65282 | 14.0417 | -6.6991 | 38.2412 | 2.615 | 40.6114 | 6.2022 | 66.0768 | 7.5716 | 9.6176 | -1.2525 | 37.1483 | 2.7425 | 41.1533 | 6.3084
1347 | 7.9557 | -0.64398 | 14.0464 | -6.6945 | 38.255 | 2.6172 | 40.6416 | 6.2325 | 66.0457 | 7.5371 | 9.6252 | -1.245 | 37.2106 | 2.8049 | 41.1552 | 6.3104
1348 | 7.9708 | -0.63514 | 14.0511 | -6.69 | 38.2723 | 2.6195 | 40.6718 | 6.2627 | 66.0151 | 7.5027 | 9.6327 | -1.2374 | 37.0879 | 2.6823 | 41.1783 | 6.3334
1349 | 7.986 | -0.62631 | 14.0558 | -6.6854 | 38.2896 | 2.6217 | 40.702 | 6.293 | 65.9845 | 7.4683 | 9.6403 | -1.2299 | 37.0087 | 2.6033 | 41.1339 | 6.2891
1350 | 8.0011 | -0.61747 | 14.0605 | -6.6808 | 38.3069 | 2.624 | 40.7321 | 6.3233 | 65.9538 | 7.4338 | 9.6478 | -1.2223 | 36.915 | 2.5098 | 41.0958 | 6.251
1351 | 8.0162 | -0.59011 | 14.0658 | -6.6731 | 38.3242 | 2.6692 | 40.7692 | 6.3604 | 65.9232 | 7.4104 | 9.6641 | -1.206 | 36.8952 | 2.4901 | 40.9357 | 6.091
1352 | 8.0314 | -0.56276 | 14.0732 | -6.6654 | 38.3415 | 2.7145 | 40.8062 | 6.3975 | 65.8926 | 7.387 | 9.6805 | -1.1897 | 36.8255 | 2.4206 | 41.0343 | 6.1896
1353 | 8.0546 | -0.53541 | 14.0805 | -6.6577 | 38.396 | 2.7597 | 40.8432 | 6.4346 | 65.8895 | 7.3637 | 9.6968 | -1.1733 | 36.7038 | 2.299 | 41.0213 | 6.1766
1354 | 8.079 | -0.50806 | 14.0879 | -6.6499 | 38.4559 | 2.805 | 40.8802 | 6.4717 | 65.8905 | 7.3403 | 9.7131 | -1.157 | 36.7022 | 2.2976 | 40.9118 | 6.0671
1355 | 8.1034 | -0.48071 | 14.0952 | -6.6422 | 38.5158 | 2.8502 | 40.9173 | 6.5088 | 65.8914 | 7.3169 | 9.7295 | -1.1407 | 36.6559 | 2.2513 | 40.9417 | 6.0971
1356 | 8.1279 | -0.45335 | 14.1026 | -6.6345 | 38.5757 | 2.8954 | 40.9543 | 6.5459 | 65.8924 | 7.2935 | 9.7458 | -1.1243 | 36.7046 | 2.3002 | 40.7989 | 5.9543
1357 | 8.1523 | -0.4335 | 14.1093 | -6.6277 | 38.6356 | 2.9825 | 40.9726 | 6.5644 | 65.8934 | 7.339 | 9.7349 | -1.1353 | 36.7169 | 2.3127 | 40.8833 | 6.0387
1358 | 8.1767 | -0.41365 | 14.114 | -6.6209 | 38.6955 | 3.0695 | 40.991 | 6.5828 | 65.8943 | 7.3846 | 9.724 | -1.1462 | 36.6406 | 2.2365 | 40.8385 | 5.994
1359 | 8.1854 | -0.3938 | 14.1188 | -6.614 | 38.7689 | 3.1566 | 41.0093 | 6.6012 | 65.9322 | 7.4301 | 9.7131 | -1.1571 | 36.6039 | 2.1999 | 40.8618 | 6.0173
1360 | 8.1917 | -0.37394 | 14.1235 | -6.6072 | 38.8444 | 3.2437 | 41.0276 | 6.6196 | 65.9756 | 7.4756 | 9.7021 | -1.168 | 36.5723 | 2.1684 | 40.6729 | 5.8285
1361 | 8.198 | -0.35409 | 14.1282 | -6.6004 | 38.9199 | 3.3307 | 41.046 | 6.6381 | 66.019 | 7.5212 | 9.6912 | -1.1789 | 36.5548 | 2.1511 | 40.7122 | 5.8677
1362 | 8.2043 | -0.33424 | 14.1329 | -6.5936 | 38.9954 | 3.4178 | 41.0643 | 6.6565 | 66.0624 | 7.5667 | 9.6803 | -1.1898 | 36.5428 | 2.1393 | 40.771 | 5.9266
1363 | 8.2106 | -0.35174 | 14.1341 | -6.6011 | 39.0709 | 3.4728 | 41.0702 | 6.6624 | 66.1059 | 7.6066 | 9.6447 | -1.2254 | 36.481 | 2.0776 | 40.7035 | 5.8591
1364 | 8.2168 | -0.36925 | 14.1233 | -6.6085 | 39.1464 | 3.5279 | 41.076 | 6.6684 | 66.1493 | 7.6465 | 9.6091 | -1.261 | 36.5315 | 2.1283 | 40.6702 | 5.8258
1365 | 8.1998 | -0.38676 | 14.1126 | -6.616 | 39.1989 | 3.583 | 41.0819 | 6.6743 | 66.1909 | 7.6864 | 9.5734 | -1.2967 | 36.5229 | 2.1198 | 40.5426 | 5.6983
1366 | 8.179 | -0.40427 | 14.1018 | -6.6234 | 39.2478 | 3.638 | 41.0877 | 6.6803 | 66.2321 | 7.7263 | 9.5378 | -1.3323 | 36.547 | 2.144 | 40.6537 | 5.8094
1367 | 8.1582 | -0.42178 | 14.0911 | -6.6309 | 39.2967 | 3.6931 | 41.0936 | 6.6862 | 66.2734 | 7.7662 | 9.5022 | -1.3679 | 36.5705 | 2.1677 | 40.5909 | 5.7466
1368 | 8.1374 | -0.43929 | 14.0804 | -6.6384 | 39.3455 | 3.7481 | 41.0995 | 6.6922 | 66.3147 | 7.8062 | 9.4666 | -1.4035 | 36.5319 | 2.1292 | 40.6319 | 5.7877
1369 | 8.1166 | -0.46522 | 14.0649 | -6.6693 | 39.3944 | 3.7864 | 41.1088 | 6.7016 | 66.3559 | 7.8502 | 9.4642 | -1.4059 | 36.5744 | 2.1719 | 40.5236 | 5.6794
1370 | 8.0958 | -0.49115 | 14.0335 | -6.7003 | 39.4433 | 3.8246 | 41.1181 | 6.711 | 66.3972 | 7.8942 | 9.4619 | -1.4082 | 36.5531 | 2.1507 | 40.5366 | 5.6924
1371 | 8.0639 | -0.51708 | 14.0022 | -6.7312 | 39.4705 | 3.8628 | 41.1274 | 6.7204 | 66.4457 | 7.9383 | 9.4596 | -1.4105 | 36.5186 | 2.1163 | 40.5966 | 5.7524
1372 | 8.0302 | -0.543 | 13.9708 | -6.7622 | 39.4941 | 3.9011 | 41.1367 | 6.7298 | 66.4954 | 7.9823 | 9.4573 | -1.4128 | 36.5265 | 2.1244 | 40.5715 | 5.7273
1373 | 7.9964 | -0.56893 | 13.9395 | -6.7931 | 39.5177 | 3.9393 | 41.146 | 6.7392 | 66.5451 | 8.0264 | 9.4549 | -1.4151 | 36.5531 | 2.1511 | 40.5434 | 5.6993
1374 | 7.9627 | -0.59486 | 13.9081 | -6.8241 | 39.5414 | 3.9775 | 41.1553 | 6.7486 | 66.5948 | 8.0704 | 9.4526 | -1.4175 | 36.6896 | 2.2878 | 40.6006 | 5.7565
1375 | 7.929 | -0.6419 | 13.8767 | -6.8562 | 39.565 | 3.9754 | 41.1321 | 6.7254 | 66.6445 | 8.1306 | 9.4424 | -1.4277 | 36.6623 | 2.2606 | 40.588 | 5.7439
1376 | 7.8952 | -0.68894 | 13.845 | -6.8883 | 39.5886 | 3.9733 | 41.1088 | 6.7022 | 66.6942 | 8.1908 | 9.4322 | -1.4379 | 36.7103 | 2.3088 | 40.4772 | 5.6332
1377 | 7.8546 | -0.73598 | 13.8133 | -6.9203 | 39.5883 | 3.9712 | 41.0856 | 6.6791 | 66.7446 | 8.251 | 9.422 | -1.4481 | 36.72 | 2.3185 | 40.5121 | 5.6681
1378 | 7.8127 | -0.78302 | 13.7817 | -6.9524 | 39.5839 | 3.9691 | 41.0623 | 6.6559 | 66.795 | 8.3112 | 9.4118 | -1.4583 | 36.7531 | 2.3519 | 40.5499 | 5.7059
1379 | 7.7709 | -0.83005 | 13.75 | -6.9845 | 39.5795 | 3.967 | 41.0391 | 6.6327 | 66.8455 | 8.3714 | 9.4016 | -1.4685 | 36.7544 | 2.3533 | 40.5608 | 5.7168
1380 | 7.7291 | -0.87709 | 13.7184 | -7.0166 | 39.5751 | 3.9649 | 41.0158 | 6.6096 | 66.8959 | 8.4316 | 9.3914 | -1.4787 | 36.8219 | 2.4209 | 40.4818 | 5.6379
1381 | 7.6872 | -0.90883 | 13.6879 | -7.0434 | 39.5707 | 3.9569 | 41.0005 | 6.5943 | 66.9463 | 8.4648 | 9.3832 | -1.4869 | 36.8911 | 2.4903 | 40.49 | 5.6461
1382 | 7.6454 | -0.94056 | 13.6616 | -7.0702 | 39.5663 | 3.9489 | 40.9851 | 6.579 | 66.9968 | 8.4981 | 9.375 | -1.4951 | 36.8773 | 2.4766 | 40.4955 | 5.6516
1383 | 7.6163 | -0.9723 | 13.6353 | -7.097 | 39.548 | 3.9409 | 40.9698 | 6.5638 | 67.0297 | 8.5314 | 9.3667 | -1.5033 | 36.9156 | 2.515 | 40.5317 | 5.6879
1384 | 7.5894 | -1.004 | 13.609 | -7.1238 | 39.5272 | 3.9329 | 40.9544 | 6.5485 | 67.0596 | 8.5647 | 9.3585 | -1.5115 | 36.859 | 2.4585 | 40.393 | 5.5492
1385 | 7.5625 | -1.0358 | 13.5827 | -7.1506 | 39.5063 | 3.9249 | 40.9391 | 6.5333 | 67.0895 | 8.598 | 9.3503 | -1.5198 | 36.9528 | 2.5525 | 40.381 | 5.5372
1386 | 7.5356 | -1.0675 | 13.5564 | -7.1774 | 39.4855 | 3.9169 | 40.9237 | 6.518 | 67.1193 | 8.6313 | 9.3421 | -1.528 | 37.026 | 2.6259 | 40.4281 | 5.5843
1387 | 7.5087 | -1.085 | 13.5323 | -7.1983 | 39.4647 | 3.8737 | 40.8993 | 6.4937 | 67.1492 | 8.6553 | 9.3474 | -1.5227 | 36.9598 | 2.5598 | 40.483 | 5.6392
1388 | 7.4818 | -1.1024 | 13.5155 | -7.2192 | 39.4438 | 3.8304 | 40.8749 | 6.4694 | 67.1791 | 8.6794 | 9.3527 | -1.5173 | 36.9631 | 2.5632 | 40.5203 | 5.6766
1389 | 7.4682 | -1.1199 | 13.4988 | -7.2401 | 39.4076 | 3.7872 | 40.8505 | 6.445 | 67.1941 | 8.7035 | 9.358 | -1.512 | 37.0623 | 2.6626 | 40.4972 | 5.6536
1390 | 7.4571 | -1.1374 | 13.482 | -7.261 | 39.3685 | 3.7439 | 40.8261 | 6.4207 | 67.2063 | 8.7276 | 9.3633 | -1.5067 | 37.0612 | 2.6617 | 40.5089 | 5.6652
1391 | 7.4459 | -1.1549 | 13.4653 | -7.2819 | 39.3295 | 3.7007 | 40.8017 | 6.3964 | 67.2186 | 8.7517 | 9.3686 | -1.5014 | 37.1328 | 2.7333 | 40.4858 | 5.6421
1392 | 7.4348 | -1.1723 | 13.4486 | -7.3028 | 39.2904 | 3.6575 | 40.7772 | 6.3721 | 67.2308 | 8.7758 | 9.3739 | -1.4961 | 37.0879 | 2.6886 | 40.5463 | 5.7027
1393 | 7.4236 | -1.1715 | 13.4394 | -7.2892 | 39.2513 | 3.6263 | 40.7853 | 6.3802 | 67.2431 | 8.7673 | 9.3891 | -1.4809 | 37.1677 | 2.7686 | 40.5506 | 5.707
1394 | 7.4124 | -1.1707 | 13.4551 | -7.2755 | 39.2123 | 3.5952 | 40.7933 | 6.3883 | 67.2553 | 8.7588 | 9.4042 | -1.4658 | 37.1427 | 2.7437 | 40.5223 | 5.6788
1395 | 7.4224 | -1.1698 | 13.4708 | -7.2619 | 39.1774 | 3.564 | 40.8014 | 6.3965 | 67.2533 | 8.7503 | 9.4194 | -1.4506 | 37.2174 | 2.8185 | 40.5664 | 5.7229
1396 | 7.4365 | -1.169 | 13.4866 | -7.2482 | 39.1434 | 3.5329 | 40.8094 | 6.4046 | 67.2485 | 8.7418 | 9.4345 | -1.4355 | 37.2963 | 2.8976 | 40.6781 | 5.8346
1397 | 7.4505 | -1.1681 | 13.5023 | -7.2346 | 39.1094 | 3.5017 | 40.8175 | 6.4127 | 67.2437 | 8.7333 | 9.4497 | -1.4203 | 37.2227 | 2.8241 | 40.6531 | 5.8096
1398 | 7.4645 | -1.1673 | 13.518 | -7.2209 | 39.0754 | 3.4706 | 40.8255 | 6.4208 | 67.2389 | 8.7248 | 9.4649 | -1.4051 | 37.2218 | 2.8233 | 40.6161 | 5.7727
1399 | 7.4786 | -1.1291 | 13.5377 | -7.1889 | 39.0414 | 3.432 | 40.8324 | 6.4278 | 67.2341 | 8.7269 | 9.4704 | -1.3996 | 37.2598 | 2.8615 | 40.5615 | 5.7181
1400 | 7.4926 | -1.0909 | 13.5701 | -7.1568 | 39.0074 | 3.3935 | 40.8393 | 6.4348 | 67.2293 | 8.729 | 9.4759 | -1.3941 | 37.3034 | 2.9052 | 40.6868 | 5.8434
1401 | 7.5195 | -1.0527 | 13.6024 | -7.1247 | 38.9751 | 3.3549 | 40.8461 | 6.4417 | 67.2234 | 8.7311 | 9.4815 | -1.3885 | 37.299 | 2.901 | 40.7484 | 5.905
1402 | 7.5491 | -1.0145 | 13.6348 | -7.0926 | 38.9431 | 3.3163 | 40.853 | 6.4487 | 67.2171 | 8.7332 | 9.487 | -1.383 | 37.3782 | 2.9804 | 40.7744 | 5.931
1403 | 7.5786 | -0.97636 | 13.6672 | -7.0605 | 38.9111 | 3.2777 | 40.8599 | 6.4557 | 67.2109 | 8.7353 | 9.4925 | -1.3775 | 37.4139 | 3.0162 | 40.8014 | 5.958
1404 | 7.6081 | -0.93818 | 13.6996 | -7.0284 | 38.8791 | 3.2392 | 40.8668 | 6.4626 | 67.2047 | 8.7374 | 9.4981 | -1.3719 | 37.3782 | 2.9806 | 40.7757 | 5.9323
1405 | 7.6376 | -0.92321 | 13.7325 | -6.9919 | 38.8471 | 3.2193 | 40.8706 | 6.4665 | 67.1985 | 8.7168 | 9.4956 | -1.3744 | 37.4556 | 3.0582 | 40.8134 | 5.9701
1406 | 7.6671 | -0.90825 | 13.767 | -6.9555 | 38.8151 | 3.1994 | 40.8744 | 6.4704 | 67.1923 | 8.6963 | 9.4931 | -1.3769 | 37.3903 | 2.993 | 40.9078 | 6.0646
1407 | 7.6937 | -0.89328 | 13.8016 | -6.919 | 38.7895 | 3.1795 | 40.8782 | 6.4743 | 67.1582 | 8.6757 | 9.4906 | -1.3794 | 37.3581 | 2.9609 | 40.9941 | 6.1509
1408 | 7.7198 | -0.87832 | 13.8361 | -6.8826 | 38.7651 | 3.1596 | 40.882 | 6.4782 | 67.1184 | 8.6552 | 9.4882 | -1.3818 | 37.4533 | 3.0563 | 40.8884 | 6.0452
1409 | 7.7458 | -0.86336 | 13.8707 | -6.8461 | 38.7408 | 3.1397 | 40.8858 | 6.4821 | 67.0786 | 8.6346 | 9.4857 | -1.3843 | 37.4688 | 3.072 | 40.9562 | 6.113
1410 | 7.7718 | -0.84839 | 13.9052 | -6.8097 | 38.7165 | 3.1198 | 40.8896 | 6.486 | 67.0387 | 8.614 | 9.4832 | -1.3868 | 37.4251 | 3.0283 | 41.0523 | 6.2091
1411 | 7.7978 | -0.80215 | 13.9364 | -6.7861 | 38.6922 | 3.0882 | 40.9158 | 6.5123 | 66.9989 | 8.5406 | 9.4661 | -1.4038 | 37.4616 | 3.065 | 41.0459 | 6.2028
1412 | 7.8238 | -0.7559 | 13.9567 | -6.7626 | 38.6679 | 3.0566 | 40.942 | 6.5386 | 66.959 | 8.4671 | 9.449 | -1.4209 | 37.4788 | 3.0824 | 41.1212 | 6.2781
1413 | 7.8567 | -0.70966 | 13.9769 | -6.739 | 38.6426 | 3.025 | 40.9682 | 6.5649 | 66.8958 | 8.3937 | 9.432 | -1.438 | 37.4252 | 3.0289 | 40.9229 | 6.0799
1414 | 7.891 | -0.66341 | 13.9972 | -6.7155 | 38.617 | 2.9934 | 40.9944 | 6.5912 | 66.8276 | 8.3202 | 9.4149 | -1.4551 | 37.4037 | 3.0076 | 41.1487 | 6.3056
1415 | 7.9254 | -0.61717 | 14.0174 | -6.6919 | 38.5915 | 2.9618 | 41.0206 | 6.6175 | 66.7594 | 8.2468 | 9.3978 | -1.4722 | 37.3749 | 2.9789 | 41.1194 | 6.2764
1416 | 7.9597 | -0.57092 | 14.0377 | -6.6684 | 38.5659 | 2.9302 | 41.0468 | 6.6438 | 66.6913 | 8.1733 | 9.3807 | -1.4893 | 37.4337 | 3.0378 | 41.031 | 6.188
1417 | 7.994 | -0.55673 | 14.0531 | -6.6686 | 38.5404 | 2.9158 | 41.0408 | 6.6378 | 66.6231 | 8.1147 | 9.3908 | -1.4792 | 37.3654 | 2.9697 | 41.1112 | 6.2683
1418 | 8.0283 | -0.54253 | 14.0527 | -6.6689 | 38.5149 | 2.9014 | 41.0347 | 6.6318 | 66.5549 | 8.056 | 9.4009 | -1.4691 | 37.2497 | 2.8541 | 41.0539 | 6.211
1419 | 8.0409 | -0.52834 | 14.0523 | -6.6691 | 38.5013 | 2.887 | 41.0287 | 6.6259 | 66.5076 | 7.9974 | 9.4109 | -1.459 | 37.1901 | 2.7947 | 41.2078 | 6.3648
1420 | 8.0486 | -0.51415 | 14.052 | -6.6693 | 38.4904 | 2.8726 | 41.0227 | 6.6199 | 66.465 | 7.9387 | 9.421 | -1.4489 | 37.1829 | 2.7876 | 41.126 | 6.2831
1421 | 8.0563 | -0.49996 | 14.0516 | -6.6696 | 38.4795 | 2.8582 | 41.0166 | 6.614 | 66.4224 | 7.8801 | 9.4311 | -1.4388 | 37.1062 | 2.711 | 41.0254 | 6.1825
1422 | 8.0641 | -0.48576 | 14.0513 | -6.6698 | 38.4686 | 2.8438 | 41.0106 | 6.608 | 66.3797 | 7.8214 | 9.4412 | -1.4287 | 37.0357 | 2.6407 | 41.0442 | 6.2014
1423 | 8.0718 | -0.48857 | 14.0508 | -6.669 | 38.4577 | 2.8395 | 41.0115 | 6.609 | 66.3371 | 7.8071 | 9.4417 | -1.4283 | 37.0283 | 2.6334 | 41.0762 | 6.2333
1424 | 8.0795 | -0.49137 | 14.0502 | -6.6681 | 38.4468 | 2.8352 | 41.0124 | 6.6101 | 66.2945 | 7.7928 | 9.4421 | -1.4278 | 36.9588 | 2.5641 | 41.046 | 6.2032
1425 | 8.0775 | -0.49417 | 14.0495 | -6.6673 | 38.4514 | 2.831 | 41.0134 | 6.6111 | 66.2821 | 7.7785 | 9.4426 | -1.4273 | 36.9389 | 2.5443 | 41.1612 | 6.3184
1426 | 8.0732 | -0.49697 | 14.0489 | -6.6665 | 38.4594 | 2.8267 | 41.0143 | 6.6121 | 66.2766 | 7.7642 | 9.4431 | -1.4269 | 36.8499 | 2.4554 | 41.0793 | 6.2365
1427 | 8.0689 | -0.49977 | 14.0482 | -6.6657 | 38.4674 | 2.8224 | 41.0152 | 6.6131 | 66.2711 | 7.7499 | 9.4436 | -1.4264 | 36.8435 | 2.4492 | 40.9793 | 6.1366
1428 | 8.0646 | -0.50258 | 14.0476 | -6.6648 | 38.4754 | 2.8182 | 41.0162 | 6.6141 | 66.2656 | 7.7356 | 9.444 | -1.4259 | 36.7901 | 2.3959 | 40.9707 | 6.128
1429 | 8.0603 | -0.50868 | 14.0451 | -6.6736 | 38.4834 | 2.8481 | 41.0225 | 6.6206 | 66.2601 | 7.7457 | 9.4738 | -1.3961 | 36.7076 | 2.3136 | 40.8588 | 6.0161
1430 | 8.056 | -0.51479 | 14.0368 | -6.6823 | 38.4915 | 2.878 | 41.0289 | 6.6271 | 66.2547 | 7.7559 | 9.5036 | -1.3663 | 36.5922 | 2.1984 | 40.8616 | 6.019
1431 | 8.0514 | -0.5209 | 14.0285 | -6.6911 | 38.5226 | 2.9079 | 41.0353 | 6.6335 | 66.2653 | 7.7661 | 9.5335 | -1.3365 | 36.5563 | 2.1625 | 40.8489 | 6.0063
1432 | 8.0467 | -0.52701 | 14.0202 | -6.6998 | 38.5592 | 2.9378 | 41.0417 | 6.64 | 66.2798 | 7.7763 | 9.5633 | -1.3067 | 36.4851 | 2.0915 | 40.7905 | 5.9479
1433 | 8.042 | -0.53312 | 14.0119 | -6.7086 | 38.5958 | 2.9677 | 41.048 | 6.6465 | 66.2943 | 7.7865 | 9.5931 | -1.2769 | 36.4918 | 2.0983 | 40.7761 | 5.9335
1434 | 8.0373 | -0.53923 | 14.0036 | -6.7173 | 38.6324 | 2.9976 | 41.0544 | 6.6529 | 66.3088 | 7.7967 | 9.6229 | -1.247 | 36.4194 | 2.0261 | 40.7702 | 5.9276
1435 | 8.0326 | -0.54071 | 13.9959 | -6.7205 | 38.669 | 3.0463 | 41.0578 | 6.6564 | 66.3232 | 7.8189 | 9.6127 | -1.2572 | 36.2925 | 1.8993 | 40.7164 | 5.8739
1436 | 8.0279 | -0.54219 | 13.9903 | -6.7236 | 38.7056 | 3.095 | 41.0612 | 6.6598 | 66.3377 | 7.8412 | 9.6025 | -1.2674 | 36.3079 | 1.9149 | 40.6631 | 5.8206
1437 | 8.0224 | -0.54368 | 13.9846 | -6.7268 | 38.7551 | 3.1437 | 41.0645 | 6.6633 | 66.3638 | 7.8634 | 9.5923 | -1.2776 | 36.2949 | 1.902 | 40.6864 | 5.8439
1438 | 8.0166 | -0.54516 | 13.9789 | -6.7299 | 38.8077 | 3.1924 | 41.0679 | 6.6668 | 66.3926 | 7.8857 | 9.5821 | -1.2878 | 36.2389 | 1.8461 | 40.6141 | 5.7717
1439 | 8.0109 | -0.54665 | 13.9732 | -6.7331 | 38.8602 | 3.2412 | 41.0713 | 6.6702 | 66.4214 | 7.9079 | 9.5719 | -1.298 | 36.0982 | 1.7056 | 40.6089 | 5.7665
1440 | 8.0052 | -0.54813 | 13.9675 | -6.7362 | 38.9128 | 3.2899 | 41.0746 | 6.6737 | 66.4503 | 7.9302 | 9.5617 | -1.3082 | 36.1735 | 1.781 | 40.5601 | 5.7176
1441 | 7.9995 | -0.56043 | 13.9582 | -6.7572 | 38.9654 | 3.3496 | 41.069 | 6.6681 | 66.4791 | 7.9707 | 9.5351 | -1.3348 | 36.1261 | 1.7338 | 40.5917 | 5.7493
1442 | 7.9937 | -0.57272 | 13.937 | -6.7783 | 39.018 | 3.4094 | 41.0634 | 6.6626 | 66.508 | 8.0113 | 9.5085 | -1.3614 | 36.1498 | 1.7576 | 40.6245 | 5.7822
1443 | 7.9792 | -0.58501 | 13.9158 | -6.7993 | 39.0703 | 3.4692 | 41.0578 | 6.6571 | 66.5568 | 8.0518 | 9.4819 | -1.388 | 36.1256 | 1.7336 | 40.5785 | 5.7361
1444 | 7.9624 | -0.59731 | 13.8947 | -6.8203 | 39.1226 | 3.529 | 41.0521 | 6.6515 | 66.6107 | 8.0924 | 9.4553 | -1.4146 | 36.2029 | 1.811 | 40.6931 | 5.8507
1445 | 7.9456 | -0.6096 | 13.8735 | -6.8413 | 39.1748 | 3.5887 | 41.0465 | 6.646 | 66.6645 | 8.1329 | 9.4286 | -1.4413 | 36.1533 | 1.7616 | 40.6303 | 5.788
1446 | 7.9289 | -0.6219 | 13.8524 | -6.8623 | 39.2271 | 3.6485 | 41.0409 | 6.6404 | 66.7184 | 8.1735 | 9.402 | -1.4679 | 36.1418 | 1.7502 | 40.5437 | 5.7014
1447 | 7.9121 | -0.6456 | 13.831 | -6.8823 | 39.2793 | 3.6883 | 41.0645 | 6.6641 | 66.7723 | 8.2506 | 9.386 | -1.4839 | 36.1672 | 1.7757 | 40.5229 | 5.6806
1448 | 7.8953 | -0.6693 | 13.8089 | -6.9024 | 39.3315 | 3.728 | 41.0881 | 6.6878 | 66.8262 | 8.3278 | 9.3699 | -1.4999 | 36.1708 | 1.7795 | 40.5384 | 5.6962
1449 | 7.867 | -0.693 | 13.7869 | -6.9224 | 39.3659 | 3.7678 | 41.1117 | 6.7115 | 66.8821 | 8.4049 | 9.3539 | -1.516 | 36.242 | 1.8509 | 40.564 | 5.7218
1450 | 7.8358 | -0.7167 | 13.7648 | -6.9424 | 39.3955 | 3.8076 | 41.1353 | 6.7352 | 66.9385 | 8.482 | 9.3379 | -1.532 | 36.2437 | 1.8526 | 40.5626 | 5.7204
1451 | 7.8045 | -0.7404 | 13.7427 | -6.9624 | 39.4252 | 3.8474 | 41.1589 | 6.7588 | 66.995 | 8.5592 | 9.3218 | -1.548 | 36.1815 | 1.7906 | 40.4859 | 5.6437
1452 | 7.7732 | -0.7641 | 13.7207 | -6.9824 | 39.4549 | 3.8871 | 41.1824 | 6.7825 | 67.0514 | 8.6363 | 9.3058 | -1.5641 | 36.313 | 1.9222 | 40.5395 | 5.6973
1453 | 7.7419 | -0.80761 | 13.6961 | -7.0166 | 39.4846 | 3.9 | 41.1566 | 6.7567 | 67.1078 | 8.6575 | 9.2865 | -1.5834 | 36.2304 | 1.8398 | 40.4625 | 5.6204
1454 | 7.7106 | -0.85112 | 13.6635 | -7.0507 | 39.5142 | 3.9128 | 41.1307 | 6.7309 | 67.1643 | 8.6788 | 9.2672 | -1.6027 | 36.347 | 1.9566 | 40.4806 | 5.6385
1455 | 7.6726 | -0.89463 | 13.6309 | -7.0849 | 39.514 | 3.9256 | 41.1048 | 6.7051 | 67.1978 | 8.7001 | 9.2479 | -1.622 | 36.3665 | 1.9762 | 40.5537 | 5.7116
1456 | 7.6327 | -0.93814 | 13.5983 | -7.119 | 39.5058 | 3.9384 | 41.0789 | 6.6793 | 67.2251 | 8.7213 | 9.2285 | -1.6413 | 36.3662 | 1.976 | 40.3887 | 5.5466
1457 | 7.5929 | -0.98165 | 13.5657 | -7.1531 | 39.4976 | 3.9513 | 41.053 | 6.6535 | 67.2525 | 8.7426 | 9.2092 | -1.6606 | 36.5068 | 2.1168 | 40.4201 | 5.5781
1458 | 7.553 | -1.0252 | 13.5331 | -7.1873 | 39.4894 | 3.9641 | 41.0271 | 6.6277 | 67.2799 | 8.7639 | 9.1899 | -1.68 | 36.4181 | 2.0282 | 40.3919 | 5.5499
1459 | 7.5131 | -1.058 | 13.5043 | -7.207 | 39.4811 | 3.9204 | 41.0027 | 6.6034 | 67.3072 | 8.8019 | 9.1896 | -1.6803 | 36.5215 | 2.1318 | 40.4943 | 5.6523
1460 | 7.4732 | -1.0909 | 13.4873 | -7.2267 | 39.4729 | 3.8767 | 40.9783 | 6.5791 | 67.3346 | 8.84 | 9.1892 | -1.6806 | 36.5085 | 2.1189 | 40.4498 | 5.6079
1461 | 7.4392 | -1.1238 | 13.4703 | -7.2464 | 39.4377 | 3.833 | 40.9539 | 6.5548 | 67.3633 | 8.8781 | 9.1889 | -1.681 | 36.4699 | 2.0804 | 40.3976 | 5.5557
1462 | 7.4066 | -1.1566 | 13.4533 | -7.2662 | 39.3949 | 3.7893 | 40.9295 | 6.5305 | 67.3924 | 8.9162 | 9.1885 | -1.6813 | 36.57 | 2.1806 | 40.324 | 5.4821
1463 | 7.3741 | -1.1895 | 13.4363 | -7.2859 | 39.3522 | 3.7455 | 40.9051 | 6.5062 | 67.4216 | 8.9543 | 9.1882 | -1.6817 | 36.61 | 2.2208 | 40.3488 | 5.5069
1464 | 7.3416 | -1.2224 | 13.4192 | -7.3056 | 39.3095 | 3.7018 | 40.8807 | 6.4819 | 67.4507 | 8.9924 | 9.1878 | -1.682 | 36.5061 | 2.1171 | 40.3861 | 5.5443
1465 | 7.3091 | -1.2535 | 13.408 | -7.3018 | 39.2667 | 3.6612 | 40.8819 | 6.4831 | 67.4798 | 9.0066 | 9.1992 | -1.6706 | 36.6187 | 2.2298 | 40.3913 | 5.5495
1466 | 7.2766 | -1.2846 | 13.4146 | -7.298 | 39.224 | 3.6207 | 40.883 | 6.4843 | 67.509 | 9.0208 | 9.2107 | -1.6592 | 36.5949 | 2.2062 | 40.4266 | 5.5848
1467 | 7.2602 | -1.3157 | 13.4212 | -7.2942 | 39.1855 | 3.5801 | 40.8841 | 6.4855 | 67.5173 | 9.0349 | 9.2221 | -1.6477 | 36.6761 | 2.2874 | 40.3391 | 5.4973
1468 | 7.2484 | -1.3468 | 13.4278 | -7.2904 | 39.1482 | 3.5395 | 40.8853 | 6.4867 | 67.5197 | 9.0491 | 9.2335 | -1.6363 | 36.7024 | 2.3139 | 40.4005 | 5.5587
1469 | 7.2366 | -1.3779 | 13.4344 | -7.2866 | 39.1109 | 3.4989 | 40.8864 | 6.488 | 67.5221 | 9.0633 | 9.245 | -1.6249 | 36.7541 | 2.3657 | 40.5063 | 5.6646
1470 | 7.2247 | -1.409 | 13.441 | -7.2828 | 39.0735 | 3.4583 | 40.8875 | 6.4892 | 67.5245 | 9.0775 | 9.2564 | -1.6134 | 36.6924 | 2.3042 | 40.3462 | 5.5045
1471 | 7.2129 | -1.3873 | 13.4531 | -7.2546 | 39.0362 | 3.427 | 40.8391 | 6.4409 | 67.5269 | 9.0602 | 9.2819 | -1.5879 | 36.7198 | 2.3317 | 40.4662 | 5.6245
1472 | 7.2011 | -1.3657 | 13.4817 | -7.2264 | 38.9989 | 3.3958 | 40.7907 | 6.3926 | 67.5293 | 9.043 | 9.3074 | -1.5624 | 36.7331 | 2.3451 | 40.4981 | 5.6564
1473 | 7.2211 | -1.344 | 13.5104 | -7.1983 | 38.9633 | 3.3645 | 40.7423 | 6.3442 | 67.5137 | 9.0257 | 9.3329 | -1.5369 | 36.7685 | 2.3807 | 40.513 | 5.6714
1474 | 7.2504 | -1.3224 | 13.5391 | -7.1701 | 38.9283 | 3.3332 | 40.6939 | 6.2959 | 67.4928 | 9.0084 | 9.3584 | -1.5114 | 36.7665 | 2.3789 | 40.5608 | 5.7192
1475 | 7.2797 | -1.3007 | 13.5678 | -7.142 | 38.8932 | 3.3019 | 40.6455 | 6.2476 | 67.4719 | 8.9912 | 9.3839 | -1.4859 | 36.9392 | 2.5517 | 40.591 | 5.7493
1476 | 7.309 | -1.279 | 13.5965 | -7.1138 | 38.8581 | 3.2706 | 40.5971 | 6.1993 | 67.451 | 8.9739 | 9.4094 | -1.4604 | 36.8359 | 2.4485 | 40.5916 | 5.75
1477 | 7.3383 | -1.2361 | 13.6266 | -7.0794 | 38.823 | 3.2296 | 40.6494 | 6.2517 | 67.4301 | 8.9472 | 9.4189 | -1.4509 | 36.8408 | 2.4536 | 40.6352 | 5.7937
1478 | 7.3676 | -1.1931 | 13.6614 | -7.045 | 38.7879 | 3.1886 | 40.7017 | 6.3041 | 67.4092 | 8.9205 | 9.4284 | -1.4414 | 36.9569 | 2.5698 | 40.7248 | 5.8833
1479 | 7.4141 | -1.1501 | 13.6962 | -7.0106 | 38.7562 | 3.1476 | 40.7541 | 6.3565 | 67.381 | 8.8938 | 9.4379 | -1.4319 | 36.946 | 2.5591 | 40.7397 | 5.8982
1480 | 7.4659 | -1.1071 | 13.7309 | -6.9762 | 38.7254 | 3.1065 | 40.8064 | 6.4089 | 67.3505 | 8.867 | 9.4474 | -1.4224 | 36.9555 | 2.5687 | 40.8255 | 5.984
1481 | 7.5177 | -1.0641 | 13.7657 | -6.9417 | 38.6947 | 3.0655 | 40.8587 | 6.4613 | 67.3201 | 8.8403 | 9.457 | -1.4128 | 36.9991 | 2.6124 | 40.777 | 5.9356
1482 | 7.5695 | -1.0211 | 13.8004 | -6.9073 | 38.664 | 3.0245 | 40.911 | 6.5137 | 67.2897 | 8.8136 | 9.4665 | -1.4033 | 37.0434 | 2.6569 | 40.9139 | 6.0725
1483 | 7.6213 | -0.95372 | 13.8355 | -6.8681 | 38.6332 | 3.0115 | 40.9319 | 6.5347 | 67.2593 | 8.7773 | 9.447 | -1.4228 | 37.0192 | 2.6329 | 40.9838 | 6.1424
1484 | 7.6731 | -0.88631 | 13.8715 | -6.8288 | 38.6025 | 2.9986 | 40.9528 | 6.5557 | 67.2289 | 8.7409 | 9.4276 | -1.4422 | 37.0377 | 2.6515 | 40.8943 | 6.0529
1485 | 7.7255 | -0.81889 | 13.9075 | -6.7895 | 38.5874 | 2.9857 | 40.9737 | 6.5767 | 67.1994 | 8.7046 | 9.4082 | -1.4616 | 36.9731 | 2.587 | 41.0591 | 6.2177
1486 | 7.778 | -0.75148 | 13.9435 | -6.7502 | 38.5772 | 2.9727 | 40.9947 | 6.5977 | 67.1702 | 8.6682 | 9.3887 | -1.4811 | 37.014 | 2.6281 | 41.02 | 6.1786
1487 | 7.8305 | -0.68406 | 13.9795 | -6.711 | 38.5669 | 2.9598 | 41.0156 | 6.6187 | 67.141 | 8.6319 | 9.3693 | -1.5005 | 37.0162 | 2.6305 | 40.9757 | 6.1344
1488 | 7.883 | -0.61665 | 14.0155 | -6.6717 | 38.5567 | 2.9469 | 41.0365 | 6.6397 | 67.1118 | 8.5955 | 9.3499 | -1.5199 | 36.937 | 2.5514 | 41.0992 | 6.2579
1489 | 7.9356 | -0.58834 | 14.0457 | -6.6565 | 38.5465 | 2.9416 | 41.062 | 6.6653 | 67.0826 | 8.5787 | 9.3452 | -1.5246 | 36.9953 | 2.6098 | 41.2452 | 6.4039
1490 | 7.9881 | -0.56003 | 14.0583 | -6.6412 | 38.5362 | 2.9364 | 41.0875 | 6.6909 | 67.0535 | 8.5619 | 9.3406 | -1.5292 | 37.0068 | 2.6215 | 41.0984 | 6.2571
1491 | 8.0243 | -0.53172 | 14.0709 | -6.626 | 38.5313 | 2.9312 | 41.1129 | 6.7165 | 67.0169 | 8.545 | 9.3359 | -1.5339 | 36.9177 | 2.5325 | 41.0903 | 6.249
1492 | 8.0553 | -0.50341 | 14.0836 | -6.6108 | 38.5281 | 2.9259 | 41.1384 | 6.742 | 66.9779 | 8.5282 | 9.3313 | -1.5385 | 36.9384 | 2.5534 | 41.155 | 6.3138
1493 | 8.0863 | -0.47511 | 14.0962 | -6.5956 | 38.5249 | 2.9207 | 41.1639 | 6.7676 | 66.939 | 8.5114 | 9.3266 | -1.5432 | 36.8823 | 2.4974 | 41.1492 | 6.308
1494 | 8.1172 | -0.4468 | 14.1088 | -6.5803 | 38.5217 | 2.9154 | 41.1894 | 6.7932 | 66.9 | 8.4946 | 9.3219 | -1.5478 | 36.783 | 2.3982 | 41.0447 | 6.2035
1495 | 8.1482 | -0.41055 | 14.1169 | -6.5837 | 38.5185 | 2.9161 | 41.2055 | 6.8093 | 66.8611 | 8.4189 | 9.3108 | -1.5589 | 36.8051 | 2.4204 | 41.2126 | 6.3715
1496 | 8.1792 | -0.37431 | 14.1112 | -6.5872 | 38.5153 | 2.9168 | 41.2216 | 6.8255 | 66.8222 | 8.3433 | 9.2997 | -1.57 | 36.666 | 2.2814 | 41.0505 | 6.2093
1497 | 8.2002 | -0.33807 | 14.1055 | -6.5906 | 38.5152 | 2.9175 | 41.2377 | 6.8417 | 66.7724 | 8.2677 | 9.2886 | -1.5811 | 36.71 | 2.3256 | 41.099 | 6.2579
1498 | 8.2179 | -0.30183 | 14.0999 | -6.594 | 38.5161 | 2.9182 | 41.2537 | 6.8579 | 66.7192 | 8.192 | 9.2775 | -1.5922 | 36.6032 | 2.219 | 41.1171 | 6.2759
1499 | 8.2356 | -0.26559 | 14.0942 | -6.5974 | 38.517 | 2.9189 | 41.2698 | 6.8741 | 66.666 | 8.1164 | 9.2664 | -1.6033 | 36.5888 | 2.2047 | 40.9649 | 6.1238
1500 | 8.2533 | -0.22934 | 14.0885 | -6.6008 | 38.518 | 2.9196 | 41.2859 | 6.8902 | 66.6128 | 8.0408 | 9.2553 | -1.6144 | 36.4938 | 2.1098 | 40.9545 | 6.1134
1501 | 8.271 | -0.24177 | 14.0794 | -6.6202 | 38.5189 | 2.9213 | 41.2775 | 6.8819 | 66.5596 | 8.0252 | 9.2672 | -1.6026 | 36.3984 | 2.0146 | 40.9375 | 6.0965
1502 | 8.2887 | -0.25419 | 14.0602 | -6.6396 | 38.5198 | 2.9231 | 41.269 | 6.8735 | 66.5063 | 8.0097 | 9.279 | -1.5907 | 36.331 | 1.9474 | 40.8609 | 6.0198
1503 | 8.2798 | -0.26662 | 14.0409 | -6.6591 | 38.5296 | 2.9248 | 41.2605 | 6.8651 | 66.4864 | 7.9942 | 9.2909 | -1.5789 | 36.3549 | 1.9714 | 40.9219 | 6.0809
1504 | 8.2619 | -0.27904 | 14.0216 | -6.6785 | 38.5424 | 2.9266 | 41.2521 | 6.8567 | 66.4776 | 7.9787 | 9.3028 | -1.567 | 36.216 | 1.8326 | 40.8267 | 5.9857
1505 | 8.2441 | -0.29147 | 14.0023 | -6.6979 | 38.5553 | 2.9283 | 41.2436 | 6.8483 | 66.4689 | 7.9631 | 9.3146 | -1.5551 | 36.1652 | 1.782 | 40.8524 | 6.0114
1506 | 8.2262 | -0.30389 | 13.9831 | -6.7173 | 38.5681 | 2.9301 | 41.2351 | 6.84 | 66.4601 | 7.9476 | 9.3265 | -1.5433 | 36.2005 | 1.8174 | 40.7763 | 5.9354
1507 | 8.2084 | -0.32998 | 13.9647 | -6.7334 | 38.5809 | 2.9618 | 41.2391 | 6.844 | 66.4513 | 7.9504 | 9.3319 | -1.5378 | 36.105 | 1.7221 | 40.7263 | 5.8854
1508 | 8.1905 | -0.35606 | 13.9491 | -6.7495 | 38.5937 | 2.9935 | 41.2431 | 6.8481 | 66.4426 | 7.9532 | 9.3373 | -1.5324 | 36.0015 | 1.6187 | 40.6737 | 5.8328
1509 | 8.1653 | -0.38215 | 13.9335 | -6.7656 | 38.627 | 3.0252 | 41.247 | 6.8521 | 66.4625 | 7.9559 | 9.3427 | -1.527 | 36.0047 | 1.6221 | 40.7065 | 5.8656
1510 | 8.1376 | -0.40824 | 13.9178 | -6.7816 | 38.6673 | 3.0569 | 41.251 | 6.8562 | 66.4923 | 7.9587 | 9.3482 | -1.5216 | 35.9381 | 1.5556 | 40.5882 | 5.7473
1511 | 8.1098 | -0.43432 | 13.9022 | -6.7977 | 38.7075 | 3.0886 | 41.2549 | 6.8602 | 66.5221 | 7.9615 | 9.3536 | -1.5162 | 35.9811 | 1.5987 | 40.5293 | 5.6885
1512 | 8.082 | -0.46041 | 13.8866 | -6.8138 | 38.7478 | 3.1202 | 41.2589 | 6.8643 | 66.552 | 7.9643 | 9.359 | -1.5108 | 35.8668 | 1.4846 | 40.384 | 5.5432
1513 | 8.0543 | -0.49016 | 13.8722 | -6.8242 | 38.7881 | 3.1752 | 41.2206 | 6.8261 | 66.5818 | 8.0392 | 9.3676 | -1.5021 | 35.8139 | 1.4318 | 40.4335 | 5.5927
1514 | 8.0265 | -0.51991 | 13.8615 | -6.8346 | 38.8284 | 3.2302 | 41.1824 | 6.7879 | 66.6116 | 8.1141 | 9.3763 | -1.4935 | 35.9198 | 1.5379 | 40.4375 | 5.5967
1515 | 7.9969 | -0.54965 | 13.8508 | -6.845 | 38.8721 | 3.2851 | 41.1441 | 6.7497 | 66.6632 | 8.1891 | 9.3849 | -1.4849 | 35.8145 | 1.4327 | 40.4083 | 5.5676
1516 | 7.9666 | -0.5794 | 13.8401 | -6.8554 | 38.917 | 3.3401 | 41.1058 | 6.7116 | 66.7226 | 8.264 | 9.3935 | -1.4762 | 35.7587 | 1.3771 | 40.4324 | 5.5917
1517 | 7.9364 | -0.60915 | 13.8294 | -6.8659 | 38.9619 | 3.3951 | 41.0676 | 6.6734 | 66.7819 | 8.3389 | 9.4022 | -1.4676 | 35.8071 | 1.4256 | 40.4059 | 5.5652
1518 | 7.9061 | -0.6389 | 13.8188 | -6.8763 | 39.0068 | 3.45 | 41.0293 | 6.6352 | 66.8412 | 8.4138 | 9.4108 | -1.4589 | 35.8919 | 1.5105 | 40.4032 | 5.5625
1519 | 7.8758 | -0.66923 | 13.8078 | -6.8867 | 39.0517 | 3.4788 | 41.0281 | 6.6341 | 66.9005 | 8.4477 | 9.4214 | -1.4484 | 35.7851 | 1.4039 | 40.3655 | 5.5248
1520 | 7.8456 | -0.69956 | 13.7959 | -6.8971 | 39.0966 | 3.5076 | 41.027 | 6.6331 | 66.9599 | 8.4817 | 9.4319 | -1.4378 | 35.8129 | 1.4319 | 40.3592 | 5.5185
1521 | 7.8151 | -0.72989 | 13.7839 | -6.9075 | 39.1293 | 3.5364 | 41.0259 | 6.632 | 67.0188 | 8.5156 | 9.4425 | -1.4272 | 35.7476 | 1.3667 | 40.3408 | 5.5002
1522 | 7.7846 | -0.76022 | 13.772 | -6.9179 | 39.1576 | 3.5652 | 41.0247 | 6.631 | 67.0777 | 8.5495 | 9.4531 | -1.4166 | 35.869 | 1.4883 | 40.3747 | 5.5341
1523 | 7.7541 | -0.79055 | 13.7601 | -6.9283 | 39.1859 | 3.594 | 41.0236 | 6.6299 | 67.1365 | 8.5834 | 9.4637 | -1.406 | 35.9324 | 1.5517 | 40.3802 | 5.5396
1524 | 7.7236 | -0.82089 | 13.7482 | -6.9387 | 39.2141 | 3.6228 | 41.0224 | 6.6288 | 67.1953 | 8.6173 | 9.4743 | -1.3955 | 35.919 | 1.5385 | 40.4105 | 5.57
1525 | 7.6931 | -0.85092 | 13.7341 | -6.9591 | 39.2424 | 3.6506 | 41.0268 | 6.6333 | 67.2542 | 8.7175 | 9.4436 | -1.4261 | 35.9244 | 1.544 | 40.3725 | 5.532
1526 | 7.6626 | -0.88095 | 13.7137 | -6.9795 | 39.2707 | 3.6785 | 41.0311 | 6.6377 | 67.313 | 8.8176 | 9.4129 | -1.4568 | 35.878 | 1.4977 | 40.4671 | 5.6266
1527 | 7.6329 | -0.91098 | 13.6932 | -6.9998 | 39.29 | 3.7064 | 41.0354 | 6.6421 | 67.3893 | 8.9177 | 9.3823 | -1.4875 | 35.9743 | 1.5942 | 40.4654 | 5.6249
1528 | 7.6036 | -0.94102 | 13.6727 | -7.0202 | 39.306 | 3.7342 | 41.0398 | 6.6466 | 67.4721 | 9.0178 | 9.3516 | -1.5181 | 36.0433 | 1.6634 | 40.4121 | 5.5716
1529 | 7.5742 | -0.97105 | 13.6523 | -7.0405 | 39.322 | 3.7621 | 41.0441 | 6.651 | 67.5548 | 9.1179 | 9.3209 | -1.5488 | 36.0302 | 1.6504 | 40.4609 | 5.6204
1530 | 7.5449 | -1.0011 | 13.6318 | -7.0609 | 39.338 | 3.79 | 41.0485 | 6.6554 | 67.6376 | 9.218 | 9.2902 | -1.5795 | 36.0635 | 1.6839 | 40.5259 | 5.6855
1531 | 7.5156 | -1.0285 | 13.6118 | -7.08 | 39.354 | 3.787 | 41.035 | 6.642 | 67.7204 | 9.2727 | 9.2936 | -1.5761 | 36.001 | 1.6214 | 40.4937 | 5.6532
1532 | 7.4862 | -1.0559 | 13.5932 | -7.0991 | 39.37 | 3.784 | 41.0214 | 6.6286 | 67.8032 | 9.3275 | 9.2969 | -1.5728 | 36.1505 | 1.7712 | 40.5065 | 5.6662
1533 | 7.4653 | -1.0833 | 13.5746 | -7.1182 | 39.3609 | 3.7811 | 41.0079 | 6.6151 | 67.8456 | 9.3822 | 9.3002 | -1.5695 | 36.1387 | 1.7595 | 40.5533 | 5.713
1534 | 7.4476 | -1.1107 | 13.5561 | -7.1374 | 39.3422 | 3.7781 | 40.9944 | 6.6017 | 67.8726 | 9.4369 | 9.3035 | -1.5662 | 36.1201 | 1.741 | 40.5055 | 5.6651
1535 | 7.43 | -1.1381 | 13.5375 | -7.1565 | 39.3234 | 3.7751 | 40.9809 | 6.5883 | 67.8996 | 9.4916 | 9.3069 | -1.5628 | 36.1748 | 1.7958 | 40.5482 | 5.7079
1536 | 7.4123 | -1.1655 | 13.5189 | -7.1756 | 39.3047 | 3.7721 | 40.9673 | 6.5748 | 67.9266 | 9.5463 | 9.3102 | -1.5595 | 36.257 | 1.8782 | 40.5967 | 5.7563
1537 | 7.3946 | -1.1666 | 13.5028 | -7.1882 | 39.286 | 3.7282 | 40.9676 | 6.5752 | 67.9537 | 9.5284 | 9.3295 | -1.5401 | 36.2224 | 1.8437 | 40.5882 | 5.7479
1538 | 7.3769 | -1.1676 | 13.4941 | -7.2009 | 39.2673 | 3.6842 | 40.9679 | 6.5756 | 67.9807 | 9.5105 | 9.3489 | -1.5208 | 36.3018 | 1.9232 | 40.5661 | 5.7259
1539 | 7.3697 | -1.1686 | 13.4854 | -7.2135 | 39.2256 | 3.6402 | 40.9682 | 6.576 | 67.9635 | 9.4927 | 9.3683 | -1.5014 | 36.2987 | 1.9204 | 40.6057 | 5.7655
1540 | 7.3665 | -1.1696 | 13.4767 | -7.2262 | 39.175 | 3.5963 | 40.9685 | 6.5764 | 67.9289 | 9.4748 | 9.3877 | -1.482 | 36.2624 | 1.8841 | 40.6397 | 5.7995
1541 | 7.3633 | -1.1707 | 13.468 | -7.2388 | 39.1244 | 3.5523 | 40.9688 | 6.5768 | 67.8944 | 9.4569 | 9.407 | -1.4626 | 36.2883 | 1.9102 | 40.5703 | 5.7301
1542 | 7.3602 | -1.1717 | 13.4593 | -7.2515 | 39.0738 | 3.5083 | 40.9691 | 6.5771 | 67.8599 | 9.439 | 9.4264 | -1.4433 | 36.2997 | 1.9218 | 40.667 | 5.8268
1543 | 7.357 | -1.1776 | 13.4581 | -7.2302 | 39.0232 | 3.4473 | 40.9595 | 6.5676 | 67.8254 | 9.3778 | 9.4132 | -1.4565 | 36.3048 | 1.927 | 40.6396 | 5.7994
1544 | 7.3538 | -1.1834 | 13.4789 | -7.209 | 38.9725 | 3.3864 | 40.9499 | 6.5581 | 67.7909 | 9.3165 | 9.4 | -1.4697 | 36.2909 | 1.9133 | 40.7659 | 5.9257
1545 | 7.3593 | -1.1893 | 13.4998 | -7.1878 | 38.9234 | 3.3254 | 40.9403 | 6.5486 | 67.7435 | 9.2553 | 9.3867 | -1.4829 | 36.2907 | 1.9132 | 40.7885 | 5.9484
1546 | 7.3683 | -1.1951 | 13.5206 | -7.1665 | 38.875 | 3.2644 | 40.9307 | 6.5391 | 67.691 | 9.194 | 9.3735 | -1.4962 | 36.2397 | 1.8623 | 40.8085 | 5.9684
1547 | 7.3773 | -1.201 | 13.5414 | -7.1453 | 38.8265 | 3.2034 | 40.9211 | 6.5296 | 67.6384 | 9.1328 | 9.3603 | -1.5094 | 36.3253 | 1.9481 | 40.7963 | 5.9562
1548 | 7.3862 | -1.2068 | 13.5622 | -7.1241 | 38.778 | 3.1424 | 40.9115 | 6.5201 | 67.5859 | 9.0715 | 9.3471 | -1.5226 | 36.3833 | 2.0062 | 40.7499 | 5.9099
1549 | 7.3952 | -1.1731 | 13.5837 | -7.1041 | 38.7295 | 3.1147 | 40.8891 | 6.4977 | 67.5334 | 9.0334 | 9.3464 | -1.5232 | 36.391 | 2.0141 | 40.7014 | 5.8614
1550 | 7.4042 | -1.1393 | 13.6071 | -7.0842 | 38.681 | 3.0869 | 40.8666 | 6.4754 | 67.4808 | 8.9954 | 9.3458 | -1.5239 | 36.4189 | 2.0421 | 40.7649 | 5.9249
1551 | 7.4314 | -1.1055 | 13.6305 | -7.0642 | 38.6499 | 3.0591 | 40.8442 | 6.4531 | 67.4395 | 8.9573 | 9.3451 | -1.5245 | 36.4218 | 2.0451 | 40.828 | 5.988
1552 | 7.466 | -1.0717 | 13.6539 | -7.0443 | 38.626 | 3.0314 | 40.8218 | 6.4307 | 67.4027 | 8.9192 | 9.3445 | -1.5252 | 36.5179 | 2.1413 | 40.8517 | 6.0117
1553 | 7.5007 | -1.0379 | 13.6773 | -7.0244 | 38.6021 | 3.0036 | 40.7994 | 6.4084 | 67.3659 | 8.8811 | 9.3438 | -1.5258 | 36.3677 | 1.9913 | 40.9071 | 6.0671
1554 | 7.5354 | -1.0041 | 13.7008 | -7.0044 | 38.5781 | 2.9758 | 40.777 | 6.3861 | 67.3291 | 8.843 | 9.3432 | -1.5264 | 36.5031 | 2.1268 | 40.7426 | 5.9026
1555 | 7.5701 | -0.96719 | 13.7305 | -6.9542 | 38.5542 | 2.9585 | 40.831 | 6.4402 | 67.2923 | 8.8087 | 9.3421 | -1.5276 | 36.4476 | 2.0715 | 40.855 | 6.0151
1556 | 7.6048 | -0.93025 | 13.7786 | -6.9039 | 38.5302 | 2.9412 | 40.885 | 6.4943 | 67.2556 | 8.7743 | 9.341 | -1.5287 | 36.5131 | 2.1372 | 41.0501 | 6.2101
1557 | 7.6483 | -0.89331 | 13.8266 | -6.8536 | 38.5154 | 2.9239 | 40.939 | 6.5484 | 67.2212 | 8.74 | 9.3399 | -1.5298 | 36.5068 | 2.1309 | 40.9787 | 6.1388
1558 | 7.6956 | -0.85637 | 13.8746 | -6.8034 | 38.5044 | 2.9066 | 40.993 | 6.6025 | 67.188 | 8.7056 | 9.3387 | -1.5309 | 36.5349 | 2.1592 | 40.8984 | 6.0585
1559 | 7.7429 | -0.81943 | 13.9226 | -6.7531 | 38.4934 | 2.8893 | 41.047 | 6.6566 | 67.1547 | 8.6713 | 9.3376 | -1.532 | 36.5533 | 2.1778 | 40.8903 | 6.0505
1560 | 7.7901 | -0.78249 | 13.9706 | -6.7028 | 38.4824 | 2.872 | 41.101 | 6.7107 | 67.1214 | 8.6369 | 9.3365 | -1.5332 | 36.4703 | 2.0949 | 40.9824 | 6.1425
1561 | 7.8374 | -0.71782 | 14.014 | -6.6687 | 38.4713 | 2.8716 | 41.1371 | 6.7468 | 67.0881 | 8.6057 | 9.3196 | -1.55 | 36.4765 | 2.1012 | 40.9668 | 6.1269
1562 | 7.8847 | -0.65315 | 14.0442 | -6.6346 | 38.4603 | 2.8711 | 41.1731 | 6.7829 | 67.0548 | 8.5745 | 9.3028 | -1.5669 | 36.485 | 2.1099 | 40.9539 | 6.1141
1563 | 7.932 | -0.58847 | 14.0744 | -6.6004 | 38.4566 | 2.8707 | 41.2091 | 6.819 | 67.0295 | 8.5433 | 9.2859 | -1.5837 | 36.4904 | 2.1155 | 40.9564 | 6.1166
1564 | 7.9792 | -0.5238 | 14.1047 | -6.5663 | 38.4561 | 2.8703 | 41.2452 | 6.8552 | 67.0077 | 8.512 | 9.269 | -1.6006 | 36.5021 | 2.1273 | 40.8497 | 6.01
1565 | 8.0265 | -0.45913 | 14.1349 | -6.5322 | 38.4555 | 2.8698 | 41.2812 | 6.8913 | 66.9858 | 8.4808 | 9.2522 | -1.6175 | 36.4053 | 2.0306 | 40.8128 | 5.973
1566 | 8.0738 | -0.39445 | 14.1651 | -6.4981 | 38.455 | 2.8694 | 41.3172 | 6.9274 | 66.9639 | 8.4496 | 9.2353 | -1.6343 | 36.4537 | 2.0791 | 40.969 | 6.1292
1567 | 8.1211 | -0.37426 | 14.1877 | -6.4934 | 38.4544 | 2.8691 | 41.3244 | 6.9347 | 66.942 | 8.443 | 9.2296 | -1.64 | 36.4294 | 2.055 | 40.908 | 6.0683
1568 | 8.1684 | -0.35406 | 14.1884 | -6.4887 | 38.4539 | 2.8688 | 41.3316 | 6.942 | 66.9201 | 8.4364 | 9.2239 | -1.6457 | 36.3874 | 2.0131 | 40.9886 | 6.1489
1569 | 8.1871 | -0.33387 | 14.189 | -6.484 | 38.4565 | 2.8686 | 41.3388 | 6.9493 | 66.9108 | 8.4299 | 9.2182 | -1.6514 | 36.3819 | 2.0078 | 41.0033 | 6.1636
1570 | 8.1933 | -0.31367 | 14.1897 | -6.4793 | 38.4605 | 2.8683 | 41.346 | 6.9565 | 66.907 | 8.4233 | 9.2125 | -1.6571 | 36.2945 | 1.9205 | 40.95 | 6.1103
1571 | 8.1994 | -0.29348 | 14.1904 | -6.4746 | 38.4645 | 2.868 | 41.3532 | 6.9638 | 66.9033 | 8.4167 | 9.2068 | -1.6628 | 36.2826 | 1.9087 | 40.9238 | 6.0842
1572 | 8.2056 | -0.27328 | 14.1911 | -6.4699 | 38.4685 | 2.8677 | 41.3604 | 6.9711 | 66.8995 | 8.4101 | 9.2011 | -1.6685 | 36.1765 | 1.8028 | 40.8728 | 6.0332
1573 | 8.2117 | -0.28879 | 14.1848 | -6.4955 | 38.4725 | 2.879 | 41.3674 | 6.9782 | 66.8957 | 8.4112 | 9.1992 | -1.6704 | 36.1509 | 1.7773 | 40.7815 | 5.9419
1574 | 8.2179 | -0.3043 | 14.1588 | -6.5211 | 38.4764 | 2.8902 | 41.3744 | 6.9852 | 66.892 | 8.4122 | 9.1972 | -1.6724 | 36.0954 | 1.722 | 40.754 | 5.9144
1575 | 8.2057 | -0.31981 | 14.1327 | -6.5467 | 38.4912 | 2.9015 | 41.3813 | 6.9923 | 66.8975 | 8.4133 | 9.1952 | -1.6744 | 36.002 | 1.6287 | 40.7427 | 5.9031
1576 | 8.1852 | -0.33532 | 14.1067 | -6.5723 | 38.5109 | 2.9128 | 41.3883 | 6.9994 | 66.9072 | 8.4143 | 9.1933 | -1.6764 | 36.0025 | 1.6294 | 40.708 | 5.8685
1577 | 8.1648 | -0.35083 | 14.0806 | -6.5979 | 38.5306 | 2.924 | 41.3953 | 7.0064 | 66.9169 | 8.4154 | 9.1913 | -1.6783 | 35.8635 | 1.4905 | 40.6798 | 5.8403
1578 | 8.1443 | -0.36634 | 14.0546 | -6.6235 | 38.5502 | 2.9353 | 41.4023 | 7.0135 | 66.9266 | 8.4164 | 9.1893 | -1.6803 | 35.8382 | 1.4653 | 40.6256 | 5.7861
1579 | 8.1238 | -0.39391 | 14.028 | -6.6506 | 38.5699 | 2.9688 | 41.3757 | 6.9871 | 66.9363 | 8.4403 | 9.1953 | -1.6743 | 35.7684 | 1.3957 | 40.6168 | 5.7773
1580 | 8.1034 | -0.42148 | 13.9998 | -6.6777 | 38.5896 | 3.0023 | 41.3492 | 6.9606 | 66.9461 | 8.4641 | 9.2012 | -1.6684 | 35.6931 | 1.3205 | 40.665 | 5.8255
1581 | 8.0715 | -0.44905 | 13.9716 | -6.7049 | 38.6158 | 3.0358 | 41.3226 | 6.9341 | 66.967 | 8.488 | 9.2072 | -1.6624 | 35.7009 | 1.3285 | 40.5658 | 5.7263
1582 | 8.0343 | -0.47662 | 13.9434 | -6.732 | 38.6452 | 3.0692 | 41.2961 | 6.9077 | 66.993 | 8.5118 | 9.2131 | -1.6565 | 35.5618 | 1.1895 | 40.6169 | 5.7774
1583 | 7.9972 | -0.50419 | 13.9152 | -6.7591 | 38.6746 | 3.1027 | 41.2695 | 6.8812 | 67.0191 | 8.5356 | 9.2191 | -1.6505 | 35.5152 | 1.1431 | 40.5892 | 5.7498
1584 | 7.96 | -0.53176 | 13.8869 | -6.7863 | 38.7039 | 3.1362 | 41.243 | 6.8548 | 67.0452 | 8.5595 | 9.225 | -1.6446 | 35.482 | 1.11 | 40.5116 | 5.6723
1585 | 7.9229 | -0.58331 | 13.8577 | -6.82 | 38.7333 | 3.1595 | 41.2031 | 6.8149 | 67.0713 | 8.5894 | 9.253 | -1.6166 | 35.4723 | 1.1005 | 40.5071 | 5.6678
1586 | 7.8858 | -0.63487 | 13.8254 | -6.8537 | 38.7626 | 3.1827 | 41.1632 | 6.7751 | 67.0973 | 8.6194 | 9.2809 | -1.5887 | 35.4514 | 1.0797 | 40.5178 | 5.6785
1587 | 7.8448 | -0.68642 | 13.7931 | -6.8874 | 38.7853 | 3.206 | 41.1232 | 6.7353 | 67.1409 | 8.6493 | 9.3089 | -1.5607 | 35.3943 | 1.0228 | 40.5215 | 5.6822
1588 | 7.802 | -0.73797 | 13.7609 | -6.9211 | 38.8049 | 3.2292 | 41.0833 | 6.6955 | 67.1928 | 8.6792 | 9.3369 | -1.5327 | 35.418 | 1.0465 | 40.5472 | 5.7079
1589 | 7.7592 | -0.78952 | 13.7286 | -6.9548 | 38.8244 | 3.2525 | 41.0434 | 6.6556 | 67.2447 | 8.7092 | 9.3648 | -1.5048 | 35.3849 | 1.0136 | 40.6124 | 5.7731
1590 | 7.7164 | -0.84108 | 13.6963 | -6.9885 | 38.8439 | 3.2757 | 41.0035 | 6.6158 | 67.2966 | 8.7391 | 9.3928 | -1.4768 | 35.3839 | 1.0128 | 40.5596 | 5.7203
1591 | 7.6736 | -0.86921 | 13.6677 | -7.0083 | 38.8635 | 3.2898 | 40.9812 | 6.5936 | 67.3484 | 8.826 | 9.3995 | -1.4701 | 35.3407 | 0.96969 | 40.5503 | 5.711
1592 | 7.6309 | -0.89733 | 13.6492 | -7.0282 | 38.883 | 3.3039 | 40.9589 | 6.5714 | 67.4003 | 8.9129 | 9.4062 | -1.4634 | 35.3299 | 0.95901 | 40.4723 | 5.633
1593 | 7.6011 | -0.92546 | 13.6306 | -7.048 | 38.9009 | 3.3181 | 40.9366 | 6.5492 | 67.4605 | 8.9999 | 9.413 | -1.4566 | 35.3184 | 0.94768 | 40.4393 | 5.6001
1594 | 7.5776 | -0.95359 | 13.6121 | -7.0679 | 38.918 | 3.3322 | 40.9143 | 6.527 | 67.5246 | 9.0868 | 9.4197 | -1.4499 | 35.3362 | 0.96566 | 40.5699 | 5.7307
1595 | 7.5541 | -0.98172 | 13.5936 | -7.0877 | 38.9351 | 3.3463 | 40.892 | 6.5048 | 67.5888 | 9.1737 | 9.4264 | -1.4432 | 35.3335 | 0.96304 | 40.5673 | 5.7281
1596 | 7.5305 | -1.0099 | 13.5751 | -7.1076 | 38.9522 | 3.3604 | 40.8697 | 6.4826 | 67.653 | 9.2606 | 9.4331 | -1.4365 | 35.2821 | 0.91185 | 40.4747 | 5.6355
1597 | 7.507 | -1.0253 | 13.5596 | -7.1144 | 38.9693 | 3.3826 | 40.89 | 6.503 | 67.7171 | 9.2892 | 9.4124 | -1.4571 | 35.3759 | 1.0057 | 40.5941 | 5.755
1598 | 7.4835 | -1.0407 | 13.5526 | -7.1212 | 38.9864 | 3.4049 | 40.9103 | 6.5233 | 67.7813 | 9.3179 | 9.3917 | -1.4779 | 35.3324 | 0.96244 | 40.6667 | 5.8276
1599 | 7.4659 | -1.0561 | 13.5456 | -7.1279 | 39.0031 | 3.4271 | 40.9305 | 6.5437 | 67.8165 | 9.3465 | 9.371 | -1.4986 | 35.417 | 1.0471 | 40.6216 | 5.7825
1600 | 7.4511 | -1.0715 | 13.5385 | -7.1347 | 39.0196 | 3.4493 | 40.9508 | 6.564 | 67.8374 | 9.3751 | 9.3503 | -1.5193 | 35.5116 | 1.1419 | 40.6686 | 5.8295
1601 | 7.4363 | -1.0869 | 13.5315 | -7.1415 | 39.0361 | 3.4716 | 40.9711 | 6.5844 | 67.8583 | 9.4038 | 9.3296 | -1.54 | 35.495 | 1.1255 | 40.6169 | 5.7778
1602 | 7.4215 | -1.1024 | 13.5245 | -7.1483 | 39.0526 | 3.4938 | 40.9913 | 6.6047 | 67.8791 | 9.4324 | 9.3089 | -1.5607 | 35.5221 | 1.1527 | 40.6742 | 5.8351
1603 | 7.4067 | -1.1154 | 13.5174 | -7.1549 | 39.0691 | 3.5018 | 41.0162 | 6.6296 | 67.9 | 9.4415 | 9.294 | -1.5756 | 35.5733 | 1.204 | 40.7072 | 5.8681
1604 | 7.3918 | -1.1284 | 13.5102 | -7.1615 | 39.0856 | 3.5097 | 41.041 | 6.6546 | 67.9209 | 9.4505 | 9.279 | -1.5905 | 35.6064 | 1.2372 | 40.7632 | 5.9242
1605 | 7.3836 | -1.1415 | 13.503 | -7.168 | 39.0942 | 3.5176 | 41.0658 | 6.6795 | 67.9246 | 9.4595 | 9.2641 | -1.6055 | 35.67 | 1.301 | 40.6236 | 5.7846
1606 | 7.3786 | -1.1545 | 13.4958 | -7.1746 | 39.0988 | 3.5256 | 41.0907 | 6.7044 | 67.9196 | 9.4685 | 9.2491 | -1.6204 | 35.669 | 1.3001 | 40.6399 | 5.8009
1607 | 7.3736 | -1.1676 | 13.4886 | -7.1812 | 39.1035 | 3.5335 | 41.1155 | 6.7293 | 67.9146 | 9.4776 | 9.2342 | -1.6354 | 35.7388 | 1.37 | 40.6632 | 5.8243
1608 | 7.3686 | -1.1806 | 13.4814 | -7.1878 | 39.1081 | 3.5414 | 41.1403 | 6.7543 | 67.9096 | 9.4866 | 9.2192 | -1.6503 | 35.7808 | 1.4122 | 40.6626 | 5.8237
1609 | 7.3636 | -1.1722 | 13.4742 | -7.1973 | 39.1127 | 3.5413 | 41.129 | 6.7431 | 67.9046 | 9.46 | 9.2012 | -1.6683 | 35.742 | 1.3736 | 40.7006 | 5.8617
1610 | 7.3586 | -1.1638 | 13.467 | -7.2068 | 39.1174 | 3.5412 | 41.1177 | 6.7318 | 67.8996 | 9.4333 | 9.1832 | -1.6864 | 35.8478 | 1.4795 | 40.6608 | 5.8219
1611 | 7.3597 | -1.1554 | 13.4598 | -7.2163 | 39.101 | 3.5411 | 41.1064 | 6.7206 | 67.8878 | 9.4067 | 9.1651 | -1.7044 | 35.831 | 1.4629 | 40.6484 | 5.8095
1612 | 7.364 | -1.147 | 13.4527 | -7.2257 | 39.0736 | 3.541 | 41.0951 | 6.7094 | 67.8725 | 9.3801 | 9.1471 | -1.7224 | 35.9274 | 1.5594 | 40.6764 | 5.8375
1613 | 7.3682 | -1.1387 | 13.4455 | -7.2352 | 39.0463 | 3.5409 | 41.0838 | 6.6982 | 67.8572 | 9.3534 | 9.1291 | -1.7405 | 35.9208 | 1.5529 | 40.6424 | 5.8036
1614 | 7.3725 | -1.1303 | 13.4383 | -7.2447 | 39.019 | 3.5408 | 41.0725 | 6.6869 | 67.8419 | 9.3268 | 9.111 | -1.7585 | 35.991 | 1.6233 | 40.6468 | 5.8079
1615 | 7.3768 | -1.1316 | 13.4363 | -7.233 | 38.9917 | 3.4715 | 41.0861 | 6.7007 | 67.8266 | 9.3295 | 9.1097 | -1.7598 | 36.0114 | 1.6438 | 40.6844 | 5.8456
1616 | 7.381 | -1.133 | 13.4484 | -7.2212 | 38.9644 | 3.4022 | 41.0998 | 6.7144 | 67.8113 | 9.3322 | 9.1084 | -1.7611 | 36.0224 | 1.655 | 40.6029 | 5.7641
1617 | 7.3864 | -1.1343 | 13.4604 | -7.2095 | 38.9186 | 3.3329 | 41.1134 | 6.7282 | 67.7863 | 9.3349 | 9.1071 | -1.7624 | 36.0569 | 1.6895 | 40.5659 | 5.7271
1618 | 7.3923 | -1.1357 | 13.4725 | -7.1978 | 38.863 | 3.2636 | 41.1271 | 6.7419 | 67.7562 | 9.3376 | 9.1058 | -1.7637 | 36.1022 | 1.735 | 40.5655 | 5.7268
1619 | 7.3982 | -1.137 | 13.4846 | -7.186 | 38.8073 | 3.1943 | 41.1408 | 6.7557 | 67.7262 | 9.3403 | 9.1045 | -1.7651 | 36.159 | 1.7919 | 40.5181 | 5.6794
1620 | 7.4041 | -1.1383 | 13.4966 | -7.1743 | 38.7517 | 3.125 | 41.1544 | 6.7694 | 67.6961 | 9.343 | 9.1031 | -1.7664 | 36.1406 | 1.7737 | 40.5611 | 5.7224
1621 | 7.41 | -1.1204 | 13.5102 | -7.1577 | 38.6961 | 3.0911 | 41.1749 | 6.79 | 67.666 | 9.2623 | 9.1268 | -1.7428 | 36.2004 | 1.8336 | 40.5074 | 5.6687
1622 | 7.4159 | -1.1024 | 13.528 | -7.141 | 38.6405 | 3.0572 | 41.1953 | 6.8105 | 67.6359 | 9.1816 | 9.1504 | -1.7191 | 36.2244 | 1.8578 | 40.5577 | 5.719
1623 | 7.4333 | -1.0845 | 13.5458 | -7.1244 | 38.6014 | 3.0233 | 41.2157 | 6.831 | 67.5905 | 9.1009 | 9.174 | -1.6955 | 36.1786 | 1.8121 | 40.5074 | 5.6687
1624 | 7.4568 | -1.0665 | 13.5636 | -7.1078 | 38.5711 | 2.9894 | 41.2362 | 6.8516 | 67.5368 | 9.0202 | 9.1976 | -1.6719 | 36.3013 | 1.9349 | 40.4508 | 5.6121
1625 | 7.4804 | -1.0485 | 13.5814 | -7.0911 | 38.5408 | 2.9555 | 41.2566 | 6.8721 | 67.4831 | 8.9395 | 9.2212 | -1.6483 | 36.3472 | 1.981 | 40.4445 | 5.6059
1626 | 7.504 | -1.0306 | 13.5992 | -7.0745 | 38.5106 | 2.9216 | 41.2771 | 6.8926 | 67.4294 | 8.8588 | 9.2448 | -1.6247 | 36.3247 | 1.9586 | 40.4113 | 5.5727
1627 | 7.5276 | -0.9975 | 13.62 | -7.0462 | 38.4803 | 2.8974 | 41.2507 | 6.8664 | 67.3757 | 8.8473 | 9.2383 | -1.6312 | 36.3548 | 1.9889 | 40.5849 | 5.7462
1628 | 7.5512 | -0.96442 | 13.6489 | -7.0179 | 38.4501 | 2.8732 | 41.2244 | 6.8402 | 67.322 | 8.8357 | 9.2317 | -1.6378 | 36.3594 | 1.9936 | 40.5383 | 5.6997
1629 | 7.5801 | -0.93134 | 13.6778 | -6.9896 | 38.4214 | 2.849 | 41.1981 | 6.8139 | 67.2939 | 8.8242 | 9.2252 | -1.6443 | 36.4166 | 2.051 | 40.6567 | 5.8181
1630 | 7.6121 | -0.89826 | 13.7067 | -6.9612 | 38.3936 | 2.8248 | 41.1718 | 6.7877 | 67.2798 | 8.8126 | 9.2187 | -1.6508 | 36.4484 | 2.0829 | 40.625 | 5.7864
1631 | 7.644 | -0.86518 | 13.7356 | -6.9329 | 38.3657 | 2.8006 | 41.1455 | 6.7615 | 67.2658 | 8.8011 | 9.2121 | -1.6574 | 36.5008 | 2.1354 | 40.6615 | 5.8229
1632 | 7.6759 | -0.8321 | 13.7645 | -6.9046 | 38.3379 | 2.7764 | 41.1192 | 6.7352 | 67.2517 | 8.7895 | 9.2056 | -1.6639 | 36.5119 | 2.1467 | 40.6319 | 5.7934
1633 | 7.7079 | -0.80113 | 13.7952 | -6.8691 | 38.3101 | 2.7434 | 41.1498 | 6.766 | 67.2377 | 8.772 | 9.2127 | -1.6568 | 36.4789 | 2.1138 | 40.6358 | 5.7973
1634 | 7.7398 | -0.77016 | 13.8305 | -6.8336 | 38.2823 | 2.7105 | 41.1804 | 6.7967 | 67.2236 | 8.7544 | 9.2198 | -1.6497 | 36.4949 | 2.13 | 40.685 | 5.8465
1635 | 7.7677 | -0.73919 | 13.8659 | -6.7981 | 38.2597 | 2.6775 | 41.2111 | 6.8274 | 67.208 | 8.7368 | 9.2269 | -1.6426 | 36.5291 | 2.1643 | 40.7558 | 5.9173
1636 | 7.7932 | -0.70821 | 13.9012 | -6.7626 | 38.2401 | 2.6446 | 41.2417 | 6.8582 | 67.1915 | 8.7193 | 9.234 | -1.6355 | 36.5468 | 2.1821 | 40.6381 | 5.7996
1637 | 7.8188 | -0.67724 | 13.9366 | -6.7271 | 38.2204 | 2.6116 | 41.2723 | 6.8889 | 67.175 | 8.7017 | 9.2411 | -1.6284 | 36.4895 | 2.125 | 40.733 | 5.8945
1638 | 7.8444 | -0.64627 | 13.9719 | -6.6915 | 38.2008 | 2.5787 | 41.303 | 6.9196 | 67.1584 | 8.6841 | 9.2482 | -1.6213 | 36.5014 | 2.137 | 40.885 | 6.0466
1639 | 7.8699 | -0.62823 | 14.0063 | -6.6552 | 38.1812 | 2.58 | 41.299 | 6.9158 | 67.1419 | 8.6695 | 9.25 | -1.6195 | 36.4597 | 2.0955 | 40.7811 | 5.9427
1640 | 7.8955 | -0.61018 | 14.0383 | -6.6189 | 38.1615 | 2.5812 | 41.2951 | 6.9119 | 67.1254 | 8.6549 | 9.2518 | -1.6177 | 36.4983 | 2.1342 | 40.8308 | 5.9924
1641 | 7.9133 | -0.59214 | 14.0703 | -6.5826 | 38.1568 | 2.5825 | 41.2912 | 6.9081 | 67.1161 | 8.6403 | 9.2536 | -1.6159 | 36.4285 | 2.0646 | 40.7381 | 5.8997
1642 | 7.9267 | -0.5741 | 14.1022 | -6.5463 | 38.1606 | 2.5837 | 41.2872 | 6.9042 | 67.111 | 8.6257 | 9.2554 | -1.6141 | 36.367 | 2.0033 | 40.8317 | 5.9933
1643 | 7.9401 | -0.55606 | 14.1342 | -6.5099 | 38.1644 | 2.585 | 41.2833 | 6.9004 | 67.1059 | 8.6111 | 9.2573 | -1.6122 | 36.3641 | 2.0004 | 40.7463 | 5.908
1644 | 7.9534 | -0.53802 | 14.1662 | -6.4736 | 38.1682 | 2.5862 | 41.2794 | 6.8965 | 67.1009 | 8.5965 | 9.2591 | -1.6104 | 36.3134 | 1.9499 | 40.8059 | 5.9676
1645 | 7.9668 | -0.531 | 14.1892 | -6.471 | 38.172 | 2.5944 | 41.2595 | 6.8768 | 67.0958 | 8.6064 | 9.2392 | -1.6303 | 36.2552 | 1.8919 | 40.6965 | 5.8582
1646 | 7.9802 | -0.52398 | 14.1887 | -6.4684 | 38.1758 | 2.6026 | 41.2396 | 6.857 | 67.0907 | 8.6162 | 9.2192 | -1.6502 | 36.1588 | 1.7956 | 40.9556 | 6.1173
1647 | 7.9812 | -0.51696 | 14.1882 | -6.4658 | 38.1872 | 2.6107 | 41.2198 | 6.8372 | 67.0924 | 8.626 | 9.1993 | -1.6702 | 36.1116 | 1.7485 | 40.8688 | 6.0305
1648 | 7.975 | -0.50994 | 14.1877 | -6.4632 | 38.203 | 2.6189 | 41.1999 | 6.8174 | 67.0981 | 8.6359 | 9.1794 | -1.6901 | 35.9911 | 1.6281 | 40.8559 | 6.0176
1649 | 7.9687 | -0.50292 | 14.1872 | -6.4607 | 38.2189 | 2.627 | 41.18 | 6.7977 | 67.1039 | 8.6457 | 9.1595 | -1.71 | 35.9972 | 1.6343 | 40.8727 | 6.0345
1650 | 7.9624 | -0.4959 | 14.1867 | -6.4581 | 38.2347 | 2.6352 | 41.1602 | 6.7779 | 67.1096 | 8.6555 | 9.1396 | -1.7299 | 35.8555 | 1.4928 | 40.7908 | 5.9525
1651 | 7.9562 | -0.52163 | 14.1795 | -6.4788 | 38.2506 | 2.6632 | 41.1352 | 6.7531 | 67.1154 | 8.6553 | 9.1434 | -1.7261 | 35.799 | 1.4364 | 40.8887 | 6.0505
1652 | 7.9499 | -0.54735 | 14.1544 | -6.4996 | 38.2664 | 2.6912 | 41.1103 | 6.7282 | 67.1211 | 8.6552 | 9.1472 | -1.7223 | 35.6494 | 1.2871 | 40.7646 | 5.9264
1653 | 7.9282 | -0.57308 | 14.1294 | -6.5204 | 38.2849 | 2.7193 | 41.0854 | 6.7034 | 67.1304 | 8.655 | 9.151 | -1.7185 | 35.6272 | 1.2649 | 40.7943 | 5.9561
1654 | 7.8971 | -0.5988 | 14.1043 | -6.5411 | 38.3048 | 2.7473 | 41.0605 | 6.6786 | 67.1417 | 8.6549 | 9.1548 | -1.7146 | 35.5379 | 1.1758 | 40.7721 | 5.9339
1655 | 7.866 | -0.62453 | 14.0793 | -6.5619 | 38.3247 | 2.7753 | 41.0356 | 6.6538 | 67.1531 | 8.6547 | 9.1586 | -1.7108 | 35.4093 | 1.0474 | 40.7698 | 5.9316
1656 | 7.8348 | -0.65026 | 14.0542 | -6.5827 | 38.3447 | 2.8034 | 41.0107 | 6.6289 | 67.1644 | 8.6545 | 9.1624 | -1.707 | 35.1891 | 0.82725 | 40.6944 | 5.8562
1657 | 7.8037 | -0.68876 | 14.0217 | -6.6367 | 38.3646 | 2.8114 | 40.9697 | 6.5881 | 67.1758 | 8.6837 | 9.1702 | -1.6993 | 35.2191 | 0.85741 | 40.7762 | 5.9381
1658 | 7.7726 | -0.72726 | 13.9696 | -6.6907 | 38.3846 | 2.8195 | 40.9288 | 6.5472 | 67.1871 | 8.713 | 9.1779 | -1.6915 | 35.0871 | 0.72556 | 40.6706 | 5.8325
1659 | 7.7357 | -0.76576 | 13.9176 | -6.7447 | 38.4045 | 2.8275 | 40.8879 | 6.5064 | 67.2128 | 8.7422 | 9.1857 | -1.6838 | 34.9907 | 0.62929 | 40.6705 | 5.8325
1660 | 7.6953 | -0.80426 | 13.8655 | -6.7987 | 38.4244 | 2.8356 | 40.8469 | 6.4656 | 67.2473 | 8.7714 | 9.1934 | -1.676 | 35.0035 | 0.6422 | 40.6655 | 5.8275
1661 | 7.6548 | -0.84276 | 13.8135 | -6.8527 | 38.4443 | 2.8437 | 40.806 | 6.4247 | 67.2819 | 8.8006 | 9.2012 | -1.6683 | 34.8849 | 0.52378 | 40.7 | 5.862
1662 | 7.6144 | -0.88126 | 13.7614 | -6.9068 | 38.4643 | 2.8517 | 40.7651 | 6.3839 | 67.3164 | 8.8298 | 9.2089 | -1.6606 | 34.8071 | 0.44614 | 40.5757 | 5.7377
1663 | 7.5739 | -0.92387 | 13.7145 | -6.9423 | 38.4842 | 2.8901 | 40.7673 | 6.3862 | 67.3509 | 8.8727 | 9.2069 | -1.6625 | 34.7503 | 0.3895 | 40.5629 | 5.7249
1664 | 7.5335 | -0.96648 | 13.681 | -6.9779 | 38.5041 | 2.9284 | 40.7695 | 6.3885 | 67.3854 | 8.9156 | 9.2049 | -1.6645 | 34.7369 | 0.37617 | 40.676 | 5.838
1665 | 7.4958 | -1.0091 | 13.6475 | -7.0135 | 38.5338 | 2.9667 | 40.7717 | 6.3907 | 67.4152 | 8.9585 | 9.203 | -1.6665 | 34.7463 | 0.38573 | 40.564 | 5.726
1666 | 7.4599 | -1.0517 | 13.6141 | -7.0491 | 38.5696 | 3.005 | 40.7739 | 6.393 | 67.442 | 9.0014 | 9.201 | -1.6685 | 34.6704 | 0.31 | 40.5395 | 5.7015
1667 | 7.424 | -1.0943 | 13.5806 | -7.0847 | 38.6055 | 3.0433 | 40.7761 | 6.3953 | 67.4687 | 9.0443 | 9.199 | -1.6704 | 34.5843 | 0.22402 | 40.5454 | 5.7075
1668 | 7.3882 | -1.1369 | 13.5471 | -7.1202 | 38.6413 | 3.0816 | 40.7783 | 6.3976 | 67.4955 | 9.0873 | 9.197 | -1.6724 | 34.6096 | 0.24945 | 40.5218 | 5.6838
1669 | 7.3523 | -1.1618 | 13.5189 | -7.136 | 38.6772 | 3.1142 | 40.8041 | 6.4235 | 67.5223 | 9.09 | 9.1944 | -1.675 | 34.6164 | 0.25643 | 40.6001 | 5.7622
1670 | 7.3164 | -1.1868 | 13.5044 | -7.1517 | 38.7131 | 3.1467 | 40.8299 | 6.4494 | 67.549 | 9.0927 | 9.1918 | -1.6777 | 34.6602 | 0.30039 | 40.6717 | 5.8338
1671 | 7.2925 | -1.2117 | 13.4899 | -7.1674 | 38.7443 | 3.1793 | 40.8557 | 6.4753 | 67.5752 | 9.0954 | 9.1892 | -1.6803 | 34.6378 | 0.27812 | 40.4921 | 5.6543
1672 | 7.2763 | -1.2366 | 13.4754 | -7.1832 | 38.7725 | 3.2119 | 40.8815 | 6.5013 | 67.601 | 9.0981 | 9.1866 | -1.6829 | 34.5939 | 0.23431 | 40.7309 | 5.8931
1673 | 7.2601 | -1.2615 | 13.4608 | -7.1989 | 38.8008 | 3.2444 | 40.9074 | 6.5272 | 67.6267 | 9.1008 | 9.184 | -1.6855 | 34.6246 | 0.2652 | 40.5634 | 5.7256
1674 | 7.2439 | -1.2865 | 13.4463 | -7.2146 | 38.829 | 3.277 | 40.9332 | 6.5531 | 67.6525 | 9.1035 | 9.1814 | -1.6881 | 34.6982 | 0.33892 | 40.5957 | 5.7579
1675 | 7.2277 | -1.2887 | 13.4355 | -7.2181 | 38.8572 | 3.2992 | 40.9629 | 6.5829 | 67.6782 | 9.1644 | 9.1551 | -1.7143 | 34.7427 | 0.38354 | 40.5302 | 5.6924
1676 | 7.2115 | -1.291 | 13.4342 | -7.2216 | 38.8855 | 3.3213 | 40.9927 | 6.6128 | 67.704 | 9.2252 | 9.1289 | -1.7405 | 34.7216 | 0.36261 | 40.5383 | 5.7005
1677 | 7.2044 | -1.2932 | 13.4329 | -7.2251 | 38.9075 | 3.3434 | 41.0225 | 6.6427 | 67.7359 | 9.286 | 9.1027 | -1.7668 | 34.7988 | 0.43992 | 40.5511 | 5.7133
1678 | 7.2033 | -1.2955 | 13.4316 | -7.2286 | 38.9255 | 3.3656 | 41.0523 | 6.6725 | 67.7719 | 9.3468 | 9.0764 | -1.793 | 34.8724 | 0.51367 | 40.4871 | 5.6493
1679 | 7.2021 | -1.2977 | 13.4303 | -7.2321 | 38.9435 | 3.3877 | 41.082 | 6.7024 | 67.8079 | 9.4076 | 9.0502 | -1.8192 | 34.9149 | 0.55633 | 40.4983 | 5.6605
1680 | 7.201 | -1.3 | 13.429 | -7.2356 | 38.9615 | 3.4098 | 41.1118 | 6.7323 | 67.8439 | 9.4684 | 9.024 | -1.8455 | 34.9789 | 0.62043 | 40.4621 | 5.6243
1681 | 7.1999 | -1.2986 | 13.4323 | -7.2184 | 38.9794 | 3.422 | 41.1316 | 6.7522 | 67.8799 | 9.4675 | 8.9996 | -1.8698 | 35.0029 | 0.64462 | 40.525 | 5.6873
1682 | 7.1988 | -1.2972 | 13.4476 | -7.2012 | 38.9974 | 3.4342 | 41.1515 | 6.7721 | 67.9159 | 9.4666 | 8.9753 | -1.8942 | 35.0796 | 0.72145 | 40.4751 | 5.6373
1683 | 7.199 | -1.2959 | 13.4629 | -7.184 | 39.0081 | 3.4463 | 41.1713 | 6.792 | 67.9273 | 9.4656 | 8.9509 | -1.9185 | 35.0937 | 0.73564 | 40.4924 | 5.6547
1684 | 7.2001 | -1.2945 | 13.4781 | -7.1669 | 39.014 | 3.4585 | 41.1911 | 6.8119 | 67.9221 | 9.4647 | 8.9266 | -1.9428 | 35.189 | 0.83115 | 40.4223 | 5.5846
1685 | 7.2012 | -1.2931 | 13.4934 | -7.1497 | 39.0198 | 3.4706 | 41.211 | 6.8319 | 67.917 | 9.4638 | 8.9022 | -1.9672 | 35.226 | 0.86823 | 40.4514 | 5.6137
1686 | 7.2023 | -1.2918 | 13.5086 | -7.1325 | 39.0256 | 3.4828 | 41.2308 | 6.8518 | 67.9118 | 9.4629 | 8.8779 | -1.9915 | 35.3225 | 0.96493 | 40.4474 | 5.6098
1687 | 7.2035 | -1.2902 | 13.5206 | -7.1292 | 39.0315 | 3.4796 | 41.2418 | 6.8629 | 67.9067 | 9.4518 | 8.8644 | -2.005 | 35.3623 | 1.0049 | 40.339 | 5.5014
1688 | 7.2046 | -1.2886 | 13.5241 | -7.1258 | 39.0373 | 3.4764 | 41.2528 | 6.874 | 67.9015 | 9.4406 | 8.851 | -2.0184 | 35.3612 | 1.0039 | 40.3858 | 5.5481
1689 | 7.204 | -1.2871 | 13.5276 | -7.1225 | 39.018 | 3.4732 | 41.2638 | 6.8851 | 67.8965 | 9.4294 | 8.8376 | -2.0318 | 35.5427 | 1.1856 | 40.2996 | 5.462
1690 | 7.2023 | -1.2855 | 13.5311 | -7.1192 | 38.9813 | 3.47 | 41.2748 | 6.8962 | 67.8916 | 9.4183 | 8.8242 | -2.0452 | 35.4614 | 1.1043 | 40.2998 | 5.4622
1691 | 7.2005 | -1.284 | 13.5346 | -7.1159 | 38.9447 | 3.4668 | 41.2858 | 6.9073 | 67.8866 | 9.4071 | 8.8108 | -2.0586 | 35.5752 | 1.2183 | 40.1994 | 5.3618
1692 | 7.1988 | -1.2824 | 13.5382 | -7.1126 | 38.908 | 3.4636 | 41.2969 | 6.9184 | 67.8817 | 9.3959 | 8.7973 | -2.0721 | 35.5901 | 1.2333 | 40.1956 | 5.358
1693 | 7.197 | -1.2883 | 13.5429 | -7.1053 | 38.8714 | 3.3776 | 41.2947 | 6.9164 | 67.8768 | 9.4006 | 8.8088 | -2.0606 | 35.6636 | 1.307 | 40.1686 | 5.3311
1694 | 7.1953 | -1.2941 | 13.5508 | -7.098 | 38.8347 | 3.2915 | 41.2926 | 6.9144 | 67.8718 | 9.4053 | 8.8202 | -2.0492 | 35.6662 | 1.3097 | 40.2654 | 5.4279
1695 | 7.1934 | -1.3 | 13.5588 | -7.0907 | 38.7739 | 3.2054 | 41.2905 | 6.9123 | 67.8626 | 9.41 | 8.8317 | -2.0377 | 35.7688 | 1.4125 | 40.1488 | 5.3113
1696 | 7.1915 | -1.3059 | 13.5667 | -7.0835 | 38.6961 | 3.1193 | 41.2884 | 6.9103 | 67.8505 | 9.4147 | 8.8431 | -2.0263 | 35.8379 | 1.4817 | 40.1938 | 5.3563
1697 | 7.1895 | -1.3118 | 13.5746 | -7.0762 | 38.6183 | 3.0332 | 41.2863 | 6.9083 | 67.8383 | 9.4194 | 8.8545 | -2.0149 | 35.8041 | 1.4481 | 40.1901 | 5.3527
1698 | 7.1876 | -1.3176 | 13.5825 | -7.0689 | 38.5405 | 2.9472 | 41.2842 | 6.9063 | 67.8262 | 9.4241 | 8.866 | -2.0034 | 35.8566 | 1.5007 | 40.1267 | 5.2893
1699 | 7.1856 | -1.3129 | 13.5922 | -7.0539 | 38.4627 | 2.8821 | 41.2502 | 6.8724 | 67.814 | 9.3873 | 8.8907 | -1.9787 | 35.8912 | 1.5354 | 40.128 | 5.2906
1700 | 7.1837 | -1.3083 | 13.6064 | -7.039 | 38.3849 | 2.817 | 41.2163 | 6.8386 | 67.8019 | 9.3504 | 8.9154 | -1.954 | 35.9495 | 1.5939 | 40.1719 | 5.3345
1701 | 7.1893 | -1.3036 | 13.6206 | -7.024 | 38.3177 | 2.7519 | 41.1823 | 6.8047 | 67.7744 | 9.3136 | 8.9401 | -1.9293 | 36.0246 | 1.6691 | 40.1797 | 5.3423
1702 | 7.2004 | -1.2989 | 13.6347 | -7.0091 | 38.258 | 2.6869 | 41.1484 | 6.7709 | 67.7359 | 9.2768 | 8.9648 | -1.9046 | 35.9704 | 1.615 | 40.2237 | 5.3863
1703 | 7.2115 | -1.2942 | 13.6489 | -6.9941 | 38.1984 | 2.6218 | 41.1144 | 6.737 | 67.6974 | 9.2399 | 8.9895 | -1.8799 | 36.0995 | 1.7443 | 40.2508 | 5.4135
1704 | 7.2227 | -1.2895 | 13.663 | -6.9792 | 38.1388 | 2.5567 | 41.0805 | 6.7032 | 67.6589 | 9.2031 | 9.0142 | -1.8552 | 36.0779 | 1.7228 | 40.2177 | 5.3803
1705 | 7.2338 | -1.2681 | 13.6763 | -6.9685 | 38.0791 | 2.5055 | 41.0711 | 6.6938 | 67.6204 | 9.1625 | 9.0296 | -1.8398 | 36.0869 | 1.732 | 40.1837 | 5.3463
1706 | 7.2449 | -1.2467 | 13.6872 | -6.9579 | 38.0195 | 2.4543 | 41.0617 | 6.6845 | 67.5819 | 9.1219 | 9.045 | -1.8244 | 36.1341 | 1.7793 | 40.2371 | 5.3998
1707 | 7.2603 | -1.2253 | 13.6982 | -6.9472 | 37.9667 | 2.4032 | 41.0522 | 6.6752 | 67.5495 | 9.0813 | 9.0604 | -1.809 | 36.114 | 1.7593 | 40.3069 | 5.4696
1708 | 7.2789 | -1.2038 | 13.7091 | -6.9365 | 37.9189 | 2.352 | 41.0428 | 6.6658 | 67.5215 | 9.0407 | 9.0759 | -1.7935 | 36.1872 | 1.8327 | 40.3079 | 5.4706
1709 | 7.2975 | -1.1824 | 13.7201 | -6.9259 | 37.8711 | 2.3008 | 41.0334 | 6.6565 | 67.4935 | 9 | 9.0913 | -1.7781 | 36.1356 | 1.7812 | 40.4158 | 5.5785
1710 | 7.3161 | -1.161 | 13.731 | -6.9152 | 37.8233 | 2.2496 | 41.024 | 6.6472 | 67.4656 | 8.9594 | 9.1067 | -1.7627 | 36.1924 | 1.8382 | 40.3953 | 5.558
1711 | 7.3348 | -1.1457 | 13.7433 | -6.8999 | 37.7755 | 2.2072 | 41.0054 | 6.6287 | 67.4376 | 8.9504 | 9.1401 | -1.7293 | 36.2182 | 1.8641 | 40.5362 | 5.699
1712 | 7.3534 | -1.1304 | 13.7588 | -6.8846 | 37.7276 | 2.1648 | 40.9869 | 6.6103 | 67.4096 | 8.9414 | 9.1735 | -1.6959 | 36.2357 | 1.8817 | 40.6259 | 5.7887
1713 | 7.3794 | -1.1152 | 13.7743 | -6.8693 | 37.6929 | 2.1223 | 40.9684 | 6.5919 | 67.386 | 8.9324 | 9.2069 | -1.6625 | 36.1665 | 1.8127 | 40.5683 | 5.7311
1714 | 7.4109 | -1.0999 | 13.7898 | -6.854 | 37.668 | 2.0799 | 40.9498 | 6.5734 | 67.3657 | 8.9234 | 9.2403 | -1.6291 | 36.2233 | 1.8696 | 40.6586 | 5.8214
1715 | 7.4424 | -1.0846 | 13.8053 | -6.8387 | 37.643 | 2.0375 | 40.9313 | 6.555 | 67.3454 | 8.9144 | 9.2737 | -1.5956 | 36.2015 | 1.848 | 40.6739 | 5.8367
1716 | 7.4739 | -1.0694 | 13.8208 | -6.8233 | 37.618 | 1.995 | 40.9128 | 6.5365 | 67.3251 | 8.9054 | 9.3072 | -1.5622 | 36.2053 | 1.8519 | 40.7976 | 5.9604
1717 | 7.5054 | -1.0132 | 13.8364 | -6.8041 | 37.5931 | 1.9961 | 40.9353 | 6.5592 | 67.3048 | 8.8688 | 9.3074 | -1.562 | 36.1982 | 1.8449 | 40.7794 | 5.9422
1718 | 7.5369 | -0.95703 | 13.8521 | -6.7848 | 37.5681 | 1.9973 | 40.9579 | 6.5819 | 67.2845 | 8.8322 | 9.3076 | -1.5617 | 36.0838 | 1.7307 | 40.9003 | 6.0632
1719 | 7.5708 | -0.90086 | 13.8679 | -6.7655 | 37.5633 | 1.9984 | 40.9805 | 6.6046 | 67.2609 | 8.7957 | 9.3079 | -1.5615 | 36.0409 | 1.6879 | 40.8693 | 6.0322
1720 | 7.6065 | -0.8447 | 13.8836 | -6.7462 | 37.5737 | 1.9995 | 41.0031 | 6.6272 | 67.2348 | 8.7591 | 9.3081 | -1.5612 | 35.9936 | 1.6407 | 40.953 | 6.1159
1721 | 7.6422 | -0.78854 | 13.8993 | -6.7269 | 37.5841 | 2.0007 | 41.0257 | 6.6499 | 67.2087 | 8.7225 | 9.3084 | -1.561 | 35.9665 | 1.6138 | 40.9685 | 6.1314
1722 | 7.678 | -0.73237 | 13.9151 | -6.7077 | 37.5946 | 2.0018 | 41.0483 | 6.6726 | 67.1827 | 8.6859 | 9.3086 | -1.5608 | 35.8819 | 1.5293 | 40.9608 | 6.1237
1723 | 7.7137 | -0.72577 | 13.9233 | -6.7158 | 37.605 | 2.0262 | 41.0346 | 6.6591 | 67.1566 | 8.6755 | 9.2788 | -1.5906 | 35.8219 | 1.4695 | 41.0173 | 6.1802
1724 | 7.7494 | -0.71916 | 13.9127 | -6.7239 | 37.6154 | 2.0507 | 41.021 | 6.6455 | 67.1305 | 8.6652 | 9.2489 | -1.6204 | 35.7693 | 1.417 | 41.0543 | 6.2172
1725 | 7.7653 | -0.71256 | 13.9021 | -6.7321 | 37.646 | 2.0751 | 41.0074 | 6.6319 | 67.1225 | 8.6548 | 9.2191 | -1.6502 | 35.7165 | 1.3644 | 41.053 | 6.216
1726 | 7.7658 | -0.70595 | 13.8916 | -6.7402 | 37.6921 | 2.0996 | 40.9937 | 6.6184 | 67.1285 | 8.6445 | 9.1893 | -1.6801 | 35.633 | 1.281 | 41.121 | 6.284
1727 | 7.7663 | -0.69935 | 13.881 | -6.7484 | 37.7382 | 2.124 | 40.9801 | 6.6048 | 67.1345 | 8.6341 | 9.1594 | -1.7099 | 35.5543 | 1.2025 | 41.1887 | 6.3517
1728 | 7.7668 | -0.69275 | 13.8704 | -6.7565 | 37.7844 | 2.1485 | 40.9664 | 6.5913 | 67.1406 | 8.6238 | 9.1296 | -1.7398 | 35.5027 | 1.151 | 41.0465 | 6.2095
1729 | 7.7673 | -0.70034 | 13.855 | -6.7828 | 37.8305 | 2.2267 | 40.982 | 6.607 | 67.1466 | 8.654 | 9.1083 | -1.761 | 35.3675 | 1.0159 | 41.084 | 6.247
1730 | 7.7678 | -0.70793 | 13.8275 | -6.8091 | 37.8766 | 2.3049 | 40.9976 | 6.6227 | 67.1526 | 8.6843 | 9.087 | -1.7823 | 35.2481 | 0.89662 | 41.042 | 6.205
1731 | 7.7591 | -0.71552 | 13.8 | -6.8353 | 37.931 | 2.3831 | 41.0132 | 6.6383 | 67.1681 | 8.7145 | 9.0658 | -1.8036 | 35.1313 | 0.78004 | 41.0359 | 6.1989
1732 | 7.7432 | -0.72311 | 13.7725 | -6.8616 | 37.9919 | 2.4613 | 41.0288 | 6.654 | 67.1911 | 8.7448 | 9.0445 | -1.8249 | 35.0534 | 0.70228 | 41.0529 | 6.2159
1733 | 7.7272 | -0.73071 | 13.7449 | -6.8879 | 38.0528 | 2.5394 | 41.0444 | 6.6697 | 67.2141 | 8.775 | 9.0232 | -1.8461 | 34.9362 | 0.58514 | 40.9895 | 6.1526
1734 | 7.7112 | -0.7383 | 13.7174 | -6.9142 | 38.1138 | 2.6176 | 41.06 | 6.6854 | 67.2371 | 8.8052 | 9.002 | -1.8674 | 34.8348 | 0.48388 | 40.9697 | 6.1327
1735 | 7.6953 | -0.76562 | 13.6879 | -6.9485 | 38.1747 | 2.6538 | 41.0361 | 6.6616 | 67.2601 | 8.818 | 8.9803 | -1.8891 | 34.6766 | 0.32585 | 40.8782 | 6.0413
1736 | 7.6793 | -0.79294 | 13.6534 | -6.9829 | 38.2356 | 2.69 | 41.0121 | 6.6377 | 67.2831 | 8.8308 | 8.9586 | -1.9107 | 34.6549 | 0.30432 | 40.8589 | 6.022
1737 | 7.6456 | -0.82027 | 13.6189 | -7.0173 | 38.2848 | 2.7262 | 40.9882 | 6.6139 | 67.2986 | 8.8436 | 8.9369 | -1.9324 | 34.4877 | 0.13726 | 40.7622 | 5.9253
1738 | 7.5975 | -0.84759 | 13.5844 | -7.0516 | 38.3246 | 2.7624 | 40.9643 | 6.5901 | 67.3081 | 8.8564 | 8.9153 | -1.9541 | 34.4264 | 0.076051 | 40.8235 | 5.9867
1739 | 7.5495 | -0.87491 | 13.5499 | -7.086 | 38.3644 | 2.7986 | 40.9404 | 6.5663 | 67.3176 | 8.8692 | 8.8936 | -1.9758 | 34.3693 | 0.019099 | 40.7614 | 5.9245
1740 | 7.5014 | -0.90223 | 13.5154 | -7.1204 | 38.4041 | 2.8348 | 40.9165 | 6.5424 | 67.3271 | 8.8819 | 8.8719 | -1.9974 | 34.2847 | -0.065343 | 40.7276 | 5.8908
1741 | 7.4534 | -0.97951 | 13.4821 | -7.1535 | 38.4439 | 2.8802 | 40.9067 | 6.5327 | 67.3366 | 8.887 | 8.8707 | -1.9986 | 34.2758 | -0.074054 | 40.6526 | 5.8158
1742 | 7.4054 | -1.0568 | 13.4516 | -7.1866 | 38.4837 | 2.9255 | 40.8969 | 6.523 | 67.3461 | 8.8921 | 8.8696 | -1.9998 | 34.1302 | -0.21953 | 40.7048 | 5.868
1743 | 7.3484 | -1.1341 | 13.4211 | -7.2197 | 38.5206 | 2.9709 | 40.8871 | 6.5133 | 67.3589 | 8.8972 | 8.8684 | -2.001 | 34.1545 | -0.19509 | 40.5835 | 5.7467
1744 | 7.284 | -1.2113 | 13.3907 | -7.2528 | 38.555 | 3.0163 | 40.8773 | 6.5036 | 67.3744 | 8.9023 | 8.8672 | -2.0021 | 34.0971 | -0.25238 | 40.5633 | 5.7265
1745 | 7.2196 | -1.2886 | 13.3602 | -7.2859 | 38.5894 | 3.0617 | 40.8675 | 6.4939 | 67.3899 | 8.9074 | 8.866 | -2.0033 | 34.0861 | -0.26329 | 40.5924 | 5.7556
1746 | 7.1553 | -1.3659 | 13.3297 | -7.319 | 38.6239 | 3.1071 | 40.8577 | 6.4842 | 67.4053 | 8.9125 | 8.8648 | -2.0045 | 34.0858 | -0.26337 | 40.4717 | 5.6349
1747 | 7.0909 | -1.4108 | 13.3064 | -7.3275 | 38.6583 | 3.1261 | 40.8686 | 6.4952 | 67.4208 | 8.9433 | 8.8514 | -2.018 | 34.0769 | -0.27221 | 40.3401 | 5.5033
1748 | 7.0266 | -1.4557 | 13.3007 | -7.336 | 38.6928 | 3.1452 | 40.8795 | 6.5062 | 67.4363 | 8.9741 | 8.8379 | -2.0314 | 34.0799 | -0.269 | 40.4681 | 5.6313
1749 | 6.9761 | -1.5005 | 13.295 | -7.3445 | 38.7176 | 3.1642 | 40.8904 | 6.5172 | 67.4654 | 9.0049 | 8.8244 | -2.0449 | 34.1193 | -0.2295 | 40.3556 | 5.5189
1750 | 6.9373 | -1.5454 | 13.2893 | -7.3529 | 38.7343 | 3.1833 | 40.9013 | 6.5282 | 67.5061 | 9.0357 | 8.8109 | -2.0584 | 34.1268 | -0.22183 | 40.3869 | 5.5502
1751 | 6.8986 | -1.5903 | 13.2836 | -7.3614 | 38.751 | 3.2023 | 40.9122 | 6.5392 | 67.5467 | 9.0665 | 8.7975 | -2.0719 | 34.1635 | -0.18501 | 40.364 | 5.5274
1752 | 6.8598 | -1.6352 | 13.2779 | -7.3699 | 38.7677 | 3.2213 | 40.9231 | 6.5502 | 67.5874 | 9.0973 | 8.784 | -2.0853 | 34.2236 | -0.12479 | 40.3513 | 5.5146
1753 | 6.821 | -1.6644 | 13.2791 | -7.3525 | 38.7844 | 3.2351 | 40.9432 | 6.5704 | 67.628 | 9.1525 | 8.7857 | -2.0837 | 34.2706 | -0.07765 | 40.3316 | 5.495
1754 | 6.7823 | -1.6935 | 13.2969 | -7.3351 | 38.8011 | 3.2488 | 40.9633 | 6.5905 | 67.6687 | 9.2077 | 8.7873 | -2.082 | 34.3116 | -0.036504 | 40.2531 | 5.4165
1755 | 6.755 | -1.7226 | 13.3147 | -7.3177 | 38.8161 | 3.2625 | 40.9834 | 6.6107 | 67.7185 | 9.2628 | 8.789 | -2.0804 | 34.4181 | 0.070126 | 40.2725 | 5.4359
1756 | 6.7377 | -1.7518 | 13.3325 | -7.3004 | 38.8297 | 3.2762 | 41.0035 | 6.6309 | 67.7762 | 9.318 | 8.7906 | -2.0787 | 34.499 | 0.15116 | 40.18 | 5.3434
1757 | 6.7203 | -1.7809 | 13.3503 | -7.283 | 38.8434 | 3.29 | 41.0235 | 6.6511 | 67.8339 | 9.3732 | 8.7923 | -2.077 | 34.5304 | 0.18268 | 40.3392 | 5.5026
1758 | 6.7029 | -1.8101 | 13.3681 | -7.2656 | 38.857 | 3.3037 | 41.0436 | 6.6713 | 67.8916 | 9.4284 | 8.794 | -2.0754 | 34.6796 | 0.33208 | 40.2958 | 5.4592
1759 | 6.6856 | -1.8097 | 13.3874 | -7.2422 | 38.8706 | 3.3176 | 41.0531 | 6.6808 | 67.9493 | 9.49 | 8.785 | -2.0843 | 34.7164 | 0.369 | 40.2541 | 5.4176
1760 | 6.6682 | -1.8094 | 13.4101 | -7.2189 | 38.8843 | 3.3315 | 41.0625 | 6.6903 | 68.007 | 9.5516 | 8.7761 | -2.0932 | 34.7925 | 0.44521 | 40.2362 | 5.3997
1761 | 6.6655 | -1.809 | 13.4329 | -7.1955 | 38.8859 | 3.3454 | 41.0719 | 6.6998 | 68.0622 | 9.6133 | 8.7672 | -2.1021 | 34.9179 | 0.57074 | 40.2411 | 5.4046
1762 | 6.6758 | -1.8087 | 13.4556 | -7.1721 | 38.8771 | 3.3593 | 41.0813 | 6.7093 | 68.1152 | 9.6749 | 8.7583 | -2.111 | 34.9912 | 0.64426 | 40.2902 | 5.4536
1763 | 6.686 | -1.8084 | 13.4784 | -7.1487 | 38.8682 | 3.3732 | 41.0907 | 6.7188 | 68.1682 | 9.7365 | 8.7494 | -2.1199 | 35.1028 | 0.75594 | 40.2958 | 5.4592
1764 | 6.6963 | -1.808 | 13.5011 | -7.1254 | 38.8593 | 3.3871 | 41.1001 | 6.7283 | 68.2212 | 9.7982 | 8.7405 | -2.1288 | 35.1131 | 0.76635 | 40.2225 | 5.386
1765 | 6.7065 | -1.7828 | 13.5228 | -7.105 | 38.8505 | 3.3461 | 41.1164 | 6.7447 | 68.2742 | 9.8392 | 8.7378 | -2.1315 | 35.1865 | 0.83995 | 40.2244 | 5.388
1766 | 6.7168 | -1.7576 | 13.5418 | -7.0846 | 38.8416 | 3.3051 | 41.1327 | 6.7611 | 68.3272 | 9.8802 | 8.735 | -2.1343 | 35.2919 | 0.94548 | 40.2649 | 5.4285
1767 | 6.734 | -1.7324 | 13.5608 | -7.0643 | 38.8102 | 3.2641 | 41.1489 | 6.7774 | 68.3586 | 9.9213 | 8.7323 | -2.137 | 35.2922 | 0.94587 | 40.1784 | 5.3419
1768 | 6.7574 | -1.7072 | 13.5799 | -7.0439 | 38.7586 | 3.2231 | 41.1652 | 6.7938 | 68.3706 | 9.9623 | 8.7296 | -2.1397 | 35.3776 | 1.0315 | 40.2138 | 5.3774
1769 | 6.7808 | -1.682 | 13.5989 | -7.0235 | 38.7071 | 3.1822 | 41.1815 | 6.8101 | 68.3826 | 10.0033 | 8.7269 | -2.1424 | 35.5111 | 1.1651 | 40.1684 | 5.332
1770 | 6.8042 | -1.6568 | 13.6179 | -7.0032 | 38.6555 | 3.1412 | 41.1977 | 6.8265 | 68.3946 | 10.0444 | 8.7242 | -2.1451 | 35.4664 | 1.1205 | 40.1984 | 5.362
1771 | 6.8276 | -1.6351 | 13.6344 | -6.9917 | 38.6039 | 3.0749 | 41.2073 | 6.8362 | 68.4066 | 10.0154 | 8.7433 | -2.126 | 35.5345 | 1.1887 | 40.2463 | 5.4099
1772 | 6.851 | -1.6135 | 13.6447 | -6.9803 | 38.5523 | 3.0087 | 41.2168 | 6.8458 | 68.4186 | 9.9863 | 8.7625 | -2.1068 | 35.6078 | 1.2623 | 40.1564 | 5.32
1773 | 6.8697 | -1.5918 | 13.6551 | -6.9688 | 38.4936 | 2.9424 | 41.2264 | 6.8554 | 68.4079 | 9.9573 | 8.7816 | -2.0877 | 35.6387 | 1.2933 | 40.2593 | 5.4229
1774 | 6.8843 | -1.5702 | 13.6654 | -6.9574 | 38.4284 | 2.8761 | 41.2359 | 6.8651 | 68.3766 | 9.9283 | 8.8008 | -2.0685 | 35.6075 | 1.2622 | 40.1499 | 5.3136
1775 | 6.8988 | -1.5486 | 13.6758 | -6.9459 | 38.3631 | 2.8099 | 41.2455 | 6.8747 | 68.3454 | 9.8993 | 8.8199 | -2.0494 | 35.695 | 1.3498 | 40.2124 | 5.3761
1776 | 6.9134 | -1.5269 | 13.6861 | -6.9345 | 38.2978 | 2.7436 | 41.255 | 6.8843 | 68.3141 | 9.8702 | 8.8391 | -2.0302 | 35.6776 | 1.3325 | 40.117 | 5.2807
1777 | 6.9279 | -1.5216 | 13.6945 | -6.9301 | 38.2326 | 2.6802 | 41.2371 | 6.8665 | 68.2828 | 9.8361 | 8.8634 | -2.0059 | 35.6896 | 1.3447 | 40.1389 | 5.3026
1778 | 6.9424 | -1.5163 | 13.6981 | -6.9258 | 38.1673 | 2.6168 | 41.2192 | 6.8487 | 68.2515 | 9.802 | 8.8878 | -1.9815 | 35.8179 | 1.4731 | 40.1947 | 5.3584
1779 | 6.9556 | -1.5111 | 13.7018 | -6.9214 | 38.0938 | 2.5533 | 41.2013 | 6.8309 | 68.2065 | 9.7678 | 8.9121 | -1.9572 | 35.7917 | 1.447 | 40.2848 | 5.4485
1780 | 6.9674 | -1.5058 | 13.7054 | -6.9171 | 38.0127 | 2.4899 | 41.1834 | 6.8131 | 68.1488 | 9.7337 | 8.9364 | -1.9328 | 35.7651 | 1.4206 | 40.2704 | 5.4342
1781 | 6.9792 | -1.5005 | 13.709 | -6.9127 | 37.9316 | 2.4265 | 41.1655 | 6.7953 | 68.0911 | 9.6995 | 8.9608 | -1.9085 | 35.8113 | 1.467 | 40.2735 | 5.4372
1782 | 6.991 | -1.4952 | 13.7127 | -6.9084 | 37.8504 | 2.363 | 41.1475 | 6.7774 | 68.0334 | 9.6654 | 8.9851 | -1.8841 | 35.8144 | 1.4702 | 40.2369 | 5.4006
1783 | 7.0028 | -1.4733 | 13.7157 | -6.9077 | 37.7693 | 2.2572 | 41.1004 | 6.7303 | 67.9756 | 9.5746 | 9.0182 | -1.8511 | 35.8399 | 1.4958 | 40.2755 | 5.4393
1784 | 7.0147 | -1.4514 | 13.7172 | -6.9069 | 37.6882 | 2.1514 | 41.0532 | 6.6833 | 67.9179 | 9.4839 | 9.0513 | -1.818 | 35.8456 | 1.5017 | 40.3973 | 5.561
1785 | 7.0301 | -1.4296 | 13.7187 | -6.9062 | 37.6066 | 2.0456 | 41.006 | 6.6362 | 67.8371 | 9.3931 | 9.0843 | -1.785 | 35.802 | 1.4582 | 40.4072 | 5.571
1786 | 7.0489 | -1.4077 | 13.7202 | -6.9055 | 37.5246 | 1.9398 | 40.9588 | 6.5891 | 67.7346 | 9.3023 | 9.1174 | -1.7519 | 35.7513 | 1.4076 | 40.5218 | 5.6856
1787 | 7.0678 | -1.3859 | 13.7217 | -6.9047 | 37.4426 | 1.834 | 40.9117 | 6.542 | 67.632 | 9.2116 | 9.1505 | -1.7188 | 35.728 | 1.3845 | 40.5056 | 5.6694
1788 | 7.0867 | -1.364 | 13.7232 | -6.904 | 37.3606 | 1.7282 | 40.8645 | 6.4949 | 67.5294 | 9.1208 | 9.1835 | -1.6858 | 35.7818 | 1.4384 | 40.5836 | 5.7475
1789 | 7.1055 | -1.3486 | 13.7269 | -6.8942 | 37.2786 | 1.6802 | 40.8445 | 6.4751 | 67.4268 | 9.0019 | 9.2083 | -1.661 | 35.7778 | 1.4346 | 40.6355 | 5.7993
1790 | 7.1244 | -1.3331 | 13.7358 | -6.8844 | 37.1966 | 1.6322 | 40.8245 | 6.4552 | 67.3243 | 8.883 | 9.2331 | -1.6362 | 35.724 | 1.3809 | 40.671 | 5.8348
1791 | 7.1423 | -1.3177 | 13.7446 | -6.8747 | 37.1456 | 1.5842 | 40.8046 | 6.4353 | 67.2382 | 8.7641 | 9.2579 | -1.6114 | 35.7817 | 1.4387 | 40.7321 | 5.896
1792 | 7.1592 | -1.3022 | 13.7534 | -6.8649 | 37.1245 | 1.5361 | 40.7846 | 6.4154 | 67.1682 | 8.6452 | 9.2827 | -1.5866 | 35.7447 | 1.4019 | 40.7889 | 5.9528
1793 | 7.1761 | -1.2868 | 13.7623 | -6.8551 | 37.1033 | 1.4881 | 40.7646 | 6.3956 | 67.0981 | 8.5264 | 9.3074 | -1.5618 | 35.6617 | 1.319 | 40.7479 | 5.9118
1794 | 7.1931 | -1.2713 | 13.7711 | -6.8453 | 37.0822 | 1.4401 | 40.7447 | 6.3757 | 67.028 | 8.4075 | 9.3322 | -1.5371 | 35.6867 | 1.3442 | 40.8112 | 5.9752
1795 | 7.21 | -1.2515 | 13.7778 | -6.8412 | 37.0611 | 1.4572 | 40.75 | 6.3811 | 66.9579 | 8.4064 | 9.3148 | -1.5544 | 35.6213 | 1.2789 | 40.9269 | 6.0908
1796 | 7.227 | -1.2316 | 13.7797 | -6.8371 | 37.0399 | 1.4742 | 40.7552 | 6.3864 | 66.8879 | 8.4052 | 9.2974 | -1.5718 | 35.5818 | 1.2395 | 40.9694 | 6.1333
1797 | 7.2443 | -1.2118 | 13.7815 | -6.833 | 37.047 | 1.4913 | 40.7605 | 6.3918 | 66.8569 | 8.4041 | 9.2801 | -1.5892 | 35.4941 | 1.152 | 41.0658 | 6.2297
1798 | 7.2621 | -1.1919 | 13.7833 | -6.8289 | 37.0819 | 1.5083 | 40.7658 | 6.3972 | 66.8645 | 8.403 | 9.2627 | -1.6066 | 35.5207 | 1.1787 | 40.9918 | 6.1558
1799 | 7.2798 | -1.172 | 13.7851 | -6.8248 | 37.1168 | 1.5254 | 40.7711 | 6.4026 | 66.8721 | 8.4019 | 9.2453 | -1.624 | 35.4591 | 1.1172 | 41.003 | 6.167
1800 | 7.2976 | -1.1522 | 13.7869 | -6.8206 | 37.1517 | 1.5424 | 40.7764 | 6.408 | 66.8798 | 8.4008 | 9.2279 | -1.6414 | 35.364 | 1.0223 | 41.0285 | 6.1925
1801 | 7.3153 | -1.1366 | 13.7838 | -6.8338 | 37.1865 | 1.6027 | 40.7876 | 6.4192 | 66.8874 | 8.421 | 9.195 | -1.6743 | 35.2575 | 0.91595 | 41.1412 | 6.3052
1802 | 7.3331 | -1.1209 | 13.7692 | -6.8469 | 37.2214 | 1.6629 | 40.7988 | 6.4305 | 66.895 | 8.4411 | 9.1621 | -1.7072 | 35.1878 | 0.8464 | 41.2059 | 6.37
1803 | 7.345 | -1.1053 | 13.7546 | -6.86 | 37.2818 | 1.7232 | 40.8099 | 6.4418 | 66.9093 | 8.4613 | 9.1291 | -1.7401 | 35.0951 | 0.75376 | 41.1699 | 6.3339
1804 | 7.3509 | -1.0896 | 13.74 | -6.8732 | 37.368 | 1.7834 | 40.8211 | 6.4531 | 66.9305 | 8.4815 | 9.0962 | -1.773 | 34.9891 | 0.64792 | 41.1741 | 6.3382
1805 | 7.3569 | -1.074 | 13.7254 | -6.8863 | 37.4541 | 1.8436 | 40.8323 | 6.4644 | 66.9516 | 8.5017 | 9.0633 | -1.806 | 34.9176 | 0.57659 | 41.1055 | 6.2696
1806 | 7.3629 | -1.0584 | 13.7108 | -6.8994 | 37.5403 | 1.9039 | 40.8435 | 6.4756 | 66.9727 | 8.5218 | 9.0304 | -1.8389 | 34.7921 | 0.45124 | 41.1283 | 6.2924
1807 | 7.3688 | -1.0651 | 13.6931 | -6.9229 | 37.6264 | 2.0265 | 40.8716 | 6.5038 | 66.9938 | 8.5446 | 8.9788 | -1.8904 | 34.7948 | 0.45404 | 41.1438 | 6.3079
1808 | 7.3748 | -1.0718 | 13.6685 | -6.9464 | 37.7125 | 2.1492 | 40.8996 | 6.532 | 67.015 | 8.5674 | 8.9272 | -1.942 | 34.7286 | 0.38798 | 41.0639 | 6.228
1809 | 7.3725 | -1.0785 | 13.6439 | -6.9698 | 37.7992 | 2.2719 | 40.9277 | 6.5601 | 67.0422 | 8.5902 | 8.8757 | -1.9936 | 34.5534 | 0.21293 | 41.0287 | 6.1928
1810 | 7.3617 | -1.0852 | 13.6193 | -6.9933 | 37.8865 | 2.3945 | 40.9558 | 6.5883 | 67.0758 | 8.613 | 8.8241 | -2.0452 | 34.4809 | 0.1406 | 40.9995 | 6.1636
1811 | 7.3509 | -1.0919 | 13.5947 | -7.0167 | 37.9738 | 2.5172 | 40.9838 | 6.6164 | 67.1094 | 8.6358 | 8.7725 | -2.0967 | 34.4059 | 0.065674 | 41.0505 | 6.2147
1812 | 7.3401 | -1.0987 | 13.57 | -7.0402 | 38.0611 | 2.6399 | 41.0119 | 6.6446 | 67.143 | 8.6586 | 8.7209 | -2.1483 | 34.2975 | -0.042586 | 40.8632 | 6.0274
1813 | 7.3293 | -1.1143 | 13.5434 | -7.0712 | 38.1484 | 2.6783 | 41.0149 | 6.6477 | 67.1765 | 8.7075 | 8.697 | -2.1723 | 34.3077 | -0.032232 | 40.924 | 6.0882
1814 | 7.3185 | -1.13 | 13.5122 | -7.1022 | 38.2357 | 2.7168 | 41.0179 | 6.6508 | 67.2101 | 8.7564 | 8.6731 | -2.1962 | 34.1664 | -0.17339 | 40.8455 | 6.0097
1815 | 7.2987 | -1.1457 | 13.481 | -7.1331 | 38.2982 | 2.7553 | 41.0209 | 6.6539 | 67.2512 | 8.8054 | 8.6491 | -2.2201 | 34.0886 | -0.25101 | 40.8028 | 5.9669
1816 | 7.2697 | -1.1614 | 13.4497 | -7.1641 | 38.3346 | 2.7938 | 41.0239 | 6.657 | 67.3002 | 8.8543 | 8.6252 | -2.2441 | 34.0508 | -0.28871 | 40.7062 | 5.8704
1817 | 7.2407 | -1.177 | 13.4185 | -7.1951 | 38.371 | 2.8323 | 41.0269 | 6.6601 | 67.3491 | 8.9032 | 8.6012 | -2.268 | 34.0314 | -0.30801 | 40.6087 | 5.7729
1818 | 7.2116 | -1.1927 | 13.3873 | -7.2261 | 38.4075 | 2.8708 | 41.0299 | 6.6632 | 67.3981 | 8.9521 | 8.5773 | -2.2919 | 33.9756 | -0.36362 | 40.63 | 5.7943
1819 | 7.1826 | -1.2395 | 13.3575 | -7.2568 | 38.4439 | 2.9048 | 41.0201 | 6.6535 | 67.4471 | 9.0015 | 8.5641 | -2.3052 | 33.938 | -0.40107 | 40.5724 | 5.7366
1820 | 7.1535 | -1.2862 | 13.3309 | -7.2874 | 38.4803 | 2.9387 | 41.0103 | 6.6437 | 67.496 | 9.0508 | 8.5508 | -2.3184 | 33.9432 | -0.39576 | 40.5289 | 5.6932
1821 | 7.1119 | -1.333 | 13.3043 | -7.3181 | 38.511 | 2.9727 | 41.0004 | 6.634 | 67.5487 | 9.1002 | 8.5376 | -2.3316 | 33.9253 | -0.41351 | 40.424 | 5.5883
1822 | 7.0567 | -1.3797 | 13.2778 | -7.3488 | 38.5356 | 3.0066 | 40.9906 | 6.6243 | 67.6052 | 9.1496 | 8.5244 | -2.3449 | 33.8816 | -0.45711 | 40.5037 | 5.6679
1823 | 7.0016 | -1.4265 | 13.2512 | -7.3795 | 38.5602 | 3.0406 | 40.9808 | 6.6145 | 67.6617 | 9.199 | 8.5112 | -2.3581 | 33.9481 | -0.39049 | 40.486 | 5.6503
1824 | 6.9464 | -1.4732 | 13.2246 | -7.4102 | 38.5847 | 3.0746 | 40.971 | 6.6048 | 67.7183 | 9.2484 | 8.4979 | -2.3713 | 33.9851 | -0.35332 | 40.382 | 5.5463
1825 | 6.8913 | -1.5391 | 13.209 | -7.4029 | 38.6093 | 3.0866 | 40.967 | 6.6009 | 67.7748 | 9.3152 | 8.513 | -2.3563 | 34.0157 | -0.32262 | 40.4286 | 5.593
1826 | 6.8362 | -1.6051 | 13.2184 | -7.3957 | 38.6339 | 3.0986 | 40.963 | 6.5971 | 67.8314 | 9.3819 | 8.528 | -2.3412 | 34.1203 | -0.21783 | 40.2671 | 5.4314
1827 | 6.787 | -1.671 | 13.2279 | -7.3884 | 38.6467 | 3.1106 | 40.9591 | 6.5932 | 67.8886 | 9.4487 | 8.543 | -2.3262 | 34.1164 | -0.22156 | 40.3072 | 5.4715
1828 | 6.7443 | -1.7369 | 13.2373 | -7.3811 | 38.6468 | 3.1226 | 40.9551 | 6.5893 | 67.9467 | 9.5155 | 8.5581 | -2.3111 | 34.1895 | -0.14834 | 40.3268 | 5.4911
1829 | 6.7016 | -1.8028 | 13.2467 | -7.3738 | 38.6468 | 3.1346 | 40.9511 | 6.5855 | 68.0047 | 9.5823 | 8.5731 | -2.2961 | 34.2444 | -0.093364 | 40.2602 | 5.4246
1830 | 6.6589 | -1.8687 | 13.2562 | -7.3665 | 38.6468 | 3.1466 | 40.9472 | 6.5816 | 68.0628 | 9.6491 | 8.5882 | -2.2811 | 34.3229 | -0.014673 | 40.2289 | 5.3933
1831 | 6.6162 | -1.8786 | 13.2715 | -7.3383 | 38.6468 | 3.1305 | 40.9584 | 6.5929 | 68.1208 | 9.6954 | 8.5994 | -2.2698 | 34.4002 | 0.06277 | 40.196 | 5.3604
1832 | 6.5735 | -1.8885 | 13.3004 | -7.31 | 38.6468 | 3.1144 | 40.9697 | 6.6043 | 68.1789 | 9.7418 | 8.6107 | -2.2585 | 34.4431 | 0.10573 | 40.1835 | 5.3479
1833 | 6.5488 | -1.8985 | 13.3293 | -7.2818 | 38.6369 | 3.0983 | 40.9809 | 6.6156 | 68.2291 | 9.7881 | 8.622 | -2.2472 | 34.5533 | 0.21608 | 40.2286 | 5.393
1834 | 6.5441 | -1.9084 | 13.3582 | -7.2535 | 38.616 | 3.0822 | 40.9922 | 6.627 | 68.2707 | 9.8345 | 8.6333 | -2.2359 | 34.6445 | 0.30743 | 40.1778 | 5.3422
1835 | 6.5393 | -1.9183 | 13.3871 | -7.2253 | 38.5951 | 3.0661 | 41.0034 | 6.6383 | 68.3123 | 9.8808 | 8.6446 | -2.2246 | 34.7341 | 0.39719 | 40.2202 | 5.3846
1836 | 6.5346 | -1.9282 | 13.416 | -7.197 | 38.5742 | 3.05 | 41.0146 | 6.6496 | 68.354 | 9.9271 | 8.6559 | -2.2133 | 34.7787 | 0.44197 | 40.2225 | 5.387
1837 | 6.5299 | -1.9249 | 13.4467 | -7.1607 | 38.5533 | 3.0229 | 41.0101 | 6.6451 | 68.3956 | 9.9626 | 8.6648 | -2.2044 | 34.8506 | 0.51397 | 40.2676 | 5.4321
1838 | 6.5252 | -1.9217 | 13.4815 | -7.1243 | 38.5324 | 2.9958 | 41.0055 | 6.6407 | 68.4372 | 9.9981 | 8.6738 | -2.1954 | 34.9365 | 0.60001 | 40.1978 | 5.3623
1839 | 6.5299 | -1.9184 | 13.5164 | -7.088 | 38.5057 | 2.9687 | 41.0009 | 6.6362 | 68.4657 | 10.0336 | 8.6827 | -2.1865 | 35.0178 | 0.68143 | 40.2152 | 5.3797
1840 | 6.5452 | -1.9151 | 13.5512 | -7.0516 | 38.4723 | 2.9416 | 40.9963 | 6.6317 | 68.4792 | 10.069 | 8.6917 | -2.1775 | 35.0541 | 0.71789 | 40.1695 | 5.334
1841 | 6.5606 | -1.9119 | 13.586 | -7.0153 | 38.4389 | 2.9145 | 40.9917 | 6.6272 | 68.4928 | 10.1045 | 8.7006 | -2.1686 | 35.1321 | 0.79603 | 40.2797 | 5.4443
1842 | 6.5759 | -1.9086 | 13.6208 | -6.9789 | 38.4054 | 2.8873 | 40.9871 | 6.6227 | 68.5064 | 10.14 | 8.7096 | -2.1596 | 35.0984 | 0.76241 | 40.2417 | 5.4062
1843 | 6.5912 | -1.876 | 13.6519 | -6.9534 | 38.372 | 2.8457 | 41.0234 | 6.659 | 68.52 | 10.124 | 8.7268 | -2.1424 | 35.2445 | 0.90872 | 40.1842 | 5.3487
1844 | 6.6066 | -1.8433 | 13.6745 | -6.9279 | 38.3386 | 2.804 | 41.0596 | 6.6954 | 68.5336 | 10.108 | 8.7441 | -2.1251 | 35.2684 | 0.93268 | 40.2451 | 5.4097
1845 | 6.6313 | -1.8106 | 13.6972 | -6.9024 | 38.2942 | 2.7624 | 41.0959 | 6.7317 | 68.5279 | 10.0919 | 8.7614 | -2.1078 | 35.2487 | 0.91317 | 40.2368 | 5.4014
1846 | 6.667 | -1.778 | 13.7199 | -6.8769 | 38.2371 | 2.7207 | 41.1321 | 6.7681 | 68.4999 | 10.0759 | 8.7786 | -2.0906 | 35.2331 | 0.89772 | 40.2485 | 5.4131
1847 | 6.7027 | -1.7453 | 13.7425 | -6.8514 | 38.1799 | 2.6791 | 41.1684 | 6.8044 | 68.4719 | 10.0599 | 8.7959 | -2.0733 | 35.3021 | 0.96683 | 40.2499 | 5.4145
1848 | 6.7383 | -1.7126 | 13.7652 | -6.8259 | 38.1228 | 2.6375 | 41.2046 | 6.8408 | 68.4439 | 10.0439 | 8.8132 | -2.056 | 35.3798 | 1.0447 | 40.3381 | 5.5027
1849 | 6.774 | -1.6721 | 13.7812 | -6.8226 | 38.0656 | 2.5596 | 41.1937 | 6.8299 | 68.4159 | 9.9999 | 8.8226 | -2.0465 | 35.3868 | 1.0518 | 40.3464 | 5.511
1850 | 6.8096 | -1.6315 | 13.7824 | -6.8192 | 38.0085 | 2.4817 | 41.1827 | 6.819 | 68.3879 | 9.956 | 8.8321 | -2.0371 | 35.373 | 1.0381 | 40.2679 | 5.4325
1851 | 6.8418 | -1.5909 | 13.7835 | -6.8159 | 37.9427 | 2.4038 | 41.1718 | 6.8082 | 68.3481 | 9.912 | 8.8416 | -2.0276 | 35.4092 | 1.0745 | 40.3005 | 5.4651
1852 | 6.8698 | -1.5504 | 13.7847 | -6.8125 | 37.8666 | 2.326 | 41.1608 | 6.7973 | 68.2942 | 9.868 | 8.8511 | -2.0181 | 35.4221 | 1.0876 | 40.3512 | 5.5159
1853 | 6.8979 | -1.5098 | 13.7858 | -6.8091 | 37.7906 | 2.2481 | 41.1498 | 6.7865 | 68.2404 | 9.8241 | 8.8605 | -2.0086 | 35.3871 | 1.0527 | 40.24 | 5.4046
1854 | 6.9259 | -1.4693 | 13.787 | -6.8058 | 37.7145 | 2.1702 | 41.1389 | 6.7756 | 68.1866 | 9.7801 | 8.87 | -1.9992 | 35.4202 | 1.0859 | 40.4125 | 5.5771
1855 | 6.9539 | -1.4574 | 13.7835 | -6.8191 | 37.6384 | 2.097 | 41.1294 | 6.7662 | 68.1327 | 9.7132 | 8.9058 | -1.9633 | 35.3893 | 1.0552 | 40.3584 | 5.5231
1856 | 6.982 | -1.4455 | 13.7699 | -6.8324 | 37.5624 | 2.0238 | 41.1199 | 6.7568 | 68.0789 | 9.6463 | 8.9416 | -1.9275 | 35.2868 | 0.95272 | 40.4653 | 5.63
1857 | 7.0006 | -1.4337 | 13.7563 | -6.8458 | 37.4909 | 1.9505 | 41.1104 | 6.7474 | 68.0207 | 9.5794 | 8.9775 | -1.8917 | 35.3578 | 1.0239 | 40.4572 | 5.6219
1858 | 7.0079 | -1.4218 | 13.7427 | -6.8591 | 37.4251 | 1.8773 | 41.1009 | 6.7379 | 67.9572 | 9.5125 | 9.0133 | -1.8559 | 35.4113 | 1.0775 | 40.4915 | 5.6562
1859 | 7.0152 | -1.41 | 13.729 | -6.8724 | 37.3592 | 1.8041 | 41.0913 | 6.7285 | 67.8937 | 9.4456 | 9.0491 | -1.8201 | 35.3329 | 0.99931 | 40.5087 | 5.6734
1860 | 7.0224 | -1.3981 | 13.7154 | -6.8858 | 37.2933 | 1.7309 | 41.0818 | 6.7191 | 67.8302 | 9.3787 | 9.0849 | -1.7843 | 35.3238 | 0.99033 | 40.5316 | 5.6963
1861 | 7.0297 | -1.3962 | 13.702 | -6.8992 | 37.2275 | 1.6753 | 41.0618 | 6.6992 | 67.7667 | 9.3202 | 9.1043 | -1.7649 | 35.313 | 0.97962 | 40.5937 | 5.7585
1862 | 7.037 | -1.3943 | 13.6893 | -6.9127 | 37.1616 | 1.6198 | 41.0417 | 6.6792 | 67.7032 | 9.2616 | 9.1236 | -1.7455 | 35.2791 | 0.94584 | 40.6234 | 5.7881
1863 | 7.0423 | -1.3924 | 13.6765 | -6.9261 | 37.1136 | 1.5643 | 41.0217 | 6.6592 | 67.6409 | 9.2031 | 9.143 | -1.7262 | 35.1846 | 0.8515 | 40.6145 | 5.7793
1864 | 7.0453 | -1.3905 | 13.6637 | -6.9396 | 37.0876 | 1.5087 | 41.0016 | 6.6393 | 67.5802 | 9.1445 | 9.1624 | -1.7068 | 35.1826 | 0.84964 | 40.7088 | 5.8736
1865 | 7.0482 | -1.3886 | 13.6509 | -6.953 | 37.0615 | 1.4532 | 40.9815 | 6.6193 | 67.5195 | 9.086 | 9.1817 | -1.6874 | 35.1561 | 0.8233 | 40.7737 | 5.9385
1866 | 7.0512 | -1.3867 | 13.6382 | -6.9665 | 37.0355 | 1.3977 | 40.9615 | 6.5993 | 67.4588 | 9.0274 | 9.2011 | -1.6681 | 35.1219 | 0.78918 | 40.7575 | 5.9223
1867 | 7.0541 | -1.3815 | 13.6281 | -6.9715 | 37.0095 | 1.4118 | 40.9553 | 6.5933 | 67.3981 | 8.9641 | 9.2066 | -1.6626 | 35.0567 | 0.72421 | 40.8219 | 5.9868
1868 | 7.057 | -1.3763 | 13.6241 | -6.9765 | 36.9834 | 1.426 | 40.9492 | 6.5872 | 67.3373 | 8.9008 | 9.2121 | -1.657 | 35.0039 | 0.6715 | 40.8193 | 5.9841
1869 | 7.0603 | -1.3712 | 13.6201 | -6.9815 | 36.9853 | 1.4401 | 40.943 | 6.5811 | 67.2873 | 8.8375 | 9.2177 | -1.6515 | 35 | 0.66775 | 40.8937 | 6.0585
1870 | 7.0639 | -1.366 | 13.6161 | -6.9866 | 37.022 | 1.4543 | 40.9368 | 6.5751 | 67.2508 | 8.7742 | 9.2232 | -1.646 | 34.8873 | 0.55514 | 40.8914 | 6.0563
1871 | 7.0675 | -1.3609 | 13.6121 | -6.9916 | 37.0587 | 1.4684 | 40.9307 | 6.569 | 67.2142 | 8.7109 | 9.2287 | -1.6405 | 34.8478 | 0.51583 | 40.8372 | 6.0021
1872 | 7.0712 | -1.3557 | 13.6082 | -6.9966 | 37.0955 | 1.4826 | 40.9245 | 6.5629 | 67.1777 | 8.6476 | 9.2342 | -1.635 | 34.7553 | 0.42349 | 40.9328 | 6.0977
1873 | 7.0748 | -1.3533 | 13.6068 | -6.9902 | 37.1322 | 1.55 | 40.8833 | 6.5219 | 67.1411 | 8.6474 | 9.1955 | -1.6736 | 34.7346 | 0.40286 | 40.8759 | 6.0408
1874 | 7.0784 | -1.3509 | 13.6113 | -6.9838 | 37.1689 | 1.6175 | 40.8421 | 6.4808 | 67.1045 | 8.6471 | 9.1569 | -1.7123 | 34.6615 | 0.3299 | 40.9326 | 6.0975
1875 | 7.0804 | -1.3485 | 13.6157 | -6.9775 | 37.2179 | 1.685 | 40.8009 | 6.4397 | 67.0909 | 8.6468 | 9.1182 | -1.751 | 34.5681 | 0.23669 | 40.8727 | 6.0377
1876 | 7.0801 | -1.3461 | 13.6202 | -6.9711 | 37.2826 | 1.7525 | 40.7598 | 6.3986 | 67.1067 | 8.6465 | 9.0795 | -1.7897 | 34.5148 | 0.1835 | 40.9919 | 6.1569
1877 | 7.0799 | -1.3437 | 13.6247 | -6.9648 | 37.3473 | 1.8199 | 40.7186 | 6.3575 | 67.1224 | 8.6462 | 9.0408 | -1.8284 | 34.4565 | 0.1253 | 40.8651 | 6.0301
1878 | 7.0796 | -1.3413 | 13.6292 | -6.9584 | 37.4119 | 1.8874 | 40.6774 | 6.3164 | 67.1382 | 8.646 | 9.0021 | -1.867 | 34.3324 | 0.0013899 | 40.8881 | 6.0531
1879 | 7.0794 | -1.3443 | 13.6288 | -6.966 | 37.4766 | 1.9487 | 40.6999 | 6.339 | 67.1539 | 8.6836 | 8.9685 | -1.9007 | 34.2658 | -0.065103 | 40.9183 | 6.0833
1880 | 7.0791 | -1.3472 | 13.6177 | -6.9737 | 37.5413 | 2.01 | 40.7225 | 6.3617 | 67.1697 | 8.7211 | 8.9349 | -1.9343 | 34.2048 | -0.12601 | 40.8829 | 6.0479
1881 | 7.0701 | -1.3502 | 13.6065 | -6.9813 | 37.6107 | 2.0713 | 40.745 | 6.3843 | 67.2057 | 8.7587 | 8.9012 | -1.968 | 34.1456 | -0.18502 | 40.8204 | 5.9854
1882 | 7.0495 | -1.3532 | 13.5954 | -6.989 | 37.6863 | 2.1326 | 40.7676 | 6.407 | 67.2681 | 8.7963 | 8.8676 | -2.0016 | 34.0574 | -0.27305 | 40.7993 | 5.9643
1883 | 7.029 | -1.3562 | 13.5843 | -6.9966 | 37.7619 | 2.1938 | 40.7901 | 6.4296 | 67.3306 | 8.8339 | 8.8339 | -2.0352 | 34.0588 | -0.27157 | 40.7848 | 5.9499
1884 | 7.0084 | -1.3592 | 13.5732 | -7.0043 | 37.8375 | 2.2551 | 40.8126 | 6.4522 | 67.393 | 8.8715 | 8.8003 | -2.0689 | 33.9197 | -0.41057 | 40.7338 | 5.8989
1885 | 6.9879 | -1.4023 | 13.5547 | -7.0397 | 37.9131 | 2.3502 | 40.8074 | 6.4471 | 67.4554 | 8.9675 | 8.7298 | -2.1394 | 33.9179 | -0.41214 | 40.7095 | 5.8745
1886 | 6.9674 | -1.4455 | 13.5199 | -7.0751 | 37.9887 | 2.4453 | 40.8022 | 6.442 | 67.5179 | 9.0634 | 8.6593 | -2.2099 | 33.8522 | -0.47773 | 40.698 | 5.863
1887 | 6.9372 | -1.4886 | 13.4851 | -7.1105 | 38.0589 | 2.5404 | 40.797 | 6.4368 | 67.5873 | 9.1594 | 8.5888 | -2.2803 | 33.8062 | -0.52362 | 40.6812 | 5.8463
1888 | 6.8942 | -1.5318 | 13.4504 | -7.1459 | 38.122 | 2.6355 | 40.7917 | 6.4317 | 67.666 | 9.2553 | 8.5183 | -2.3508 | 33.7775 | -0.55223 | 40.6084 | 5.7735
1889 | 6.8512 | -1.575 | 13.4156 | -7.1813 | 38.185 | 2.7305 | 40.7865 | 6.4266 | 67.7447 | 9.3513 | 8.4478 | -2.4213 | 33.7443 | -0.58525 | 40.5351 | 5.7002
1890 | 6.8082 | -1.6181 | 13.3808 | -7.2168 | 38.2481 | 2.8256 | 40.7813 | 6.4215 | 67.8234 | 9.4473 | 8.3773 | -2.4918 | 33.7073 | -0.62208 | 40.57 | 5.7351
1891 | 6.7652 | -1.6601 | 13.3487 | -7.244 | 38.3111 | 2.8465 | 40.7891 | 6.4293 | 67.9021 | 9.5034 | 8.3639 | -2.5053 | 33.6889 | -0.64035 | 40.4805 | 5.6456
1892 | 6.7222 | -1.7021 | 13.3225 | -7.2713 | 38.3742 | 2.8673 | 40.7968 | 6.4372 | 67.9809 | 9.5595 | 8.3504 | -2.5188 | 33.7158 | -0.61331 | 40.4246 | 5.5898
1893 | 6.6811 | -1.744 | 13.2963 | -7.2986 | 38.4139 | 2.8881 | 40.8046 | 6.445 | 68.0479 | 9.6156 | 8.3369 | -2.5322 | 33.6572 | -0.6718 | 40.3674 | 5.5325
1894 | 6.6425 | -1.786 | 13.2702 | -7.3259 | 38.4218 | 2.9089 | 40.8124 | 6.4529 | 68.099 | 9.6717 | 8.3234 | -2.5457 | 33.7463 | -0.58259 | 40.2648 | 5.4299
1895 | 6.604 | -1.828 | 13.244 | -7.3532 | 38.4296 | 2.9297 | 40.8201 | 6.4608 | 68.1501 | 9.7278 | 8.31 | -2.5592 | 33.6967 | -0.63202 | 40.271 | 5.4361
1896 | 6.5654 | -1.8699 | 13.2178 | -7.3805 | 38.4375 | 2.9505 | 40.8279 | 6.4686 | 68.2013 | 9.7839 | 8.2965 | -2.5727 | 33.7732 | -0.55542 | 40.2078 | 5.373
1897 | 6.5269 | -1.9031 | 13.196 | -7.3956 | 38.4454 | 2.9416 | 40.8343 | 6.4751 | 68.2524 | 9.8288 | 8.3054 | -2.5637 | 33.7931 | -0.53534 | 40.1937 | 5.3589
1898 | 6.4883 | -1.9363 | 13.1837 | -7.4108 | 38.4532 | 2.9327 | 40.8407 | 6.4816 | 68.3035 | 9.8737 | 8.3144 | -2.5547 | 33.9068 | -0.42152 | 40.2418 | 5.407
1899 | 6.4549 | -1.9695 | 13.1714 | -7.426 | 38.4519 | 2.9237 | 40.8471 | 6.4882 | 68.346 | 9.9185 | 8.3234 | -2.5457 | 33.946 | -0.38217 | 40.2378 | 5.403
1900 | 6.4286 | -2.0027 | 13.1591 | -7.4412 | 38.4376 | 2.9148 | 40.8535 | 6.4947 | 68.3765 | 9.9634 | 8.3324 | -2.5368 | 33.982 | -0.34601 | 40.1498 | 5.3151
1901 | 6.4023 | -2.0358 | 13.1468 | -7.4563 | 38.4234 | 2.9059 | 40.8599 | 6.5012 | 68.407 | 10.0083 | 8.3413 | -2.5278 | 34.0848 | -0.24309 | 40.1535 | 5.3187
1902 | 6.376 | -2.069 | 13.1345 | -7.4715 | 38.4092 | 2.8969 | 40.8663 | 6.5077 | 68.4375 | 10.0531 | 8.3503 | -2.5188 | 34.0907 | -0.23709 | 40.1869 | 5.3522
1903 | 6.3497 | -2.0854 | 13.1309 | -7.4589 | 38.395 | 2.8761 | 40.8816 | 6.523 | 68.468 | 10.065 | 8.3674 | -2.5017 | 34.224 | -0.10361 | 40.1373 | 5.3026
1904 | 6.3234 | -2.1018 | 13.1459 | -7.4462 | 38.3808 | 2.8553 | 40.8969 | 6.5384 | 68.4984 | 10.0768 | 8.3845 | -2.4846 | 34.2168 | -0.11076 | 40.1458 | 5.3111
1905 | 6.3063 | -2.1182 | 13.1609 | -7.4335 | 38.3603 | 2.8345 | 40.9121 | 6.5538 | 68.5206 | 10.0886 | 8.4016 | -2.4676 | 34.3912 | 0.063786 | 40.1576 | 5.3229
1906 | 6.3021 | -2.1345 | 13.176 | -7.4209 | 38.331 | 2.8137 | 40.9274 | 6.5691 | 68.5309 | 10.1004 | 8.4187 | -2.4505 | 34.4658 | 0.13855 | 40.1703 | 5.3356
1907 | 6.298 | -2.1509 | 13.191 | -7.4082 | 38.3018 | 2.7928 | 40.9427 | 6.5845 | 68.5413 | 10.1122 | 8.4358 | -2.4334 | 34.5395 | 0.21234 | 40.2058 | 5.3711
1908 | 6.2939 | -2.1673 | 13.206 | -7.3955 | 38.2725 | 2.772 | 40.9579 | 6.5998 | 68.5516 | 10.124 | 8.4528 | -2.4163 | 34.593 | 0.26606 | 40.1269 | 5.2922
1909 | 6.2898 | -2.1544 | 13.2278 | -7.3595 | 38.2432 | 2.7319 | 40.9769 | 6.6189 | 68.562 | 10.1328 | 8.4751 | -2.394 | 34.6458 | 0.31892 | 40.1388 | 5.3041
1910 | 6.2857 | -2.1416 | 13.2641 | -7.3235 | 38.2139 | 2.6918 | 40.9959 | 6.638 | 68.5723 | 10.1416 | 8.4974 | -2.3717 | 34.7858 | 0.45909 | 40.1153 | 5.2806
1911 | 6.2917 | -2.1287 | 13.3003 | -7.2874 | 38.1789 | 2.6517 | 41.0149 | 6.6571 | 68.5802 | 10.1503 | 8.5197 | -2.3494 | 34.7907 | 0.46409 | 40.2418 | 5.4071
1912 | 6.3125 | -2.1159 | 13.3365 | -7.2514 | 38.1359 | 2.6116 | 41.0339 | 6.6762 | 68.5846 | 10.1591 | 8.542 | -2.3271 | 34.8713 | 0.5449 | 40.1332 | 5.2986
1913 | 6.3333 | -2.103 | 13.3728 | -7.2154 | 38.0928 | 2.5715 | 41.0529 | 6.6953 | 68.589 | 10.1678 | 8.5643 | -2.3048 | 34.9348 | 0.60854 | 40.2033 | 5.3686
1914 | 6.3542 | -2.0902 | 13.409 | -7.1793 | 38.0497 | 2.5314 | 41.0719 | 6.7144 | 68.5934 | 10.1766 | 8.5867 | -2.2825 | 34.9907 | 0.66455 | 40.1779 | 5.3433
1915 | 6.375 | -2.0581 | 13.4461 | -7.1388 | 38.0066 | 2.4848 | 41.0965 | 6.7391 | 68.5978 | 10.1756 | 8.5959 | -2.2732 | 34.9951 | 0.66912 | 40.1762 | 5.3415
1916 | 6.3958 | -2.026 | 13.4851 | -7.0983 | 37.9635 | 2.4382 | 41.1211 | 6.7638 | 68.6022 | 10.1746 | 8.6052 | -2.2639 | 35.0697 | 0.74383 | 40.2836 | 5.449
1917 | 6.4212 | -1.9939 | 13.524 | -7.0579 | 37.9173 | 2.3916 | 41.1457 | 6.7884 | 68.592 | 10.1736 | 8.6144 | -2.2547 | 35.0656 | 0.73981 | 40.2859 | 5.4513
1918 | 6.4534 | -1.9618 | 13.5629 | -7.0174 | 37.8662 | 2.3449 | 41.1703 | 6.8131 | 68.5603 | 10.1725 | 8.6237 | -2.2454 | 35.1451 | 0.81949 | 40.2078 | 5.3732
1919 | 6.4857 | -1.9297 | 13.6018 | -6.9769 | 37.8152 | 2.2983 | 41.1949 | 6.8378 | 68.5287 | 10.1715 | 8.633 | -2.2362 | 35.1546 | 0.82915 | 40.2348 | 5.4002
1920 | 6.5179 | -1.8975 | 13.6407 | -6.9364 | 37.7642 | 2.2517 | 41.2195 | 6.8625 | 68.497 | 10.1705 | 8.6422 | -2.2269 | 35.1989 | 0.87351 | 40.2247 | 5.3901
1921 | 6.5501 | -1.8643 | 13.6754 | -6.9072 | 37.7132 | 2.1953 | 41.2093 | 6.8525 | 68.4653 | 10.0991 | 8.6541 | -2.215 | 35.1901 | 0.86487 | 40.2714 | 5.4369
1922 | 6.5823 | -1.8311 | 13.701 | -6.8781 | 37.6622 | 2.1389 | 41.1992 | 6.8425 | 68.4337 | 10.0277 | 8.6661 | -2.2031 | 35.1726 | 0.84752 | 40.2823 | 5.4477
1923 | 6.6121 | -1.7979 | 13.7266 | -6.8489 | 37.6086 | 2.0825 | 41.1891 | 6.8325 | 68.3898 | 9.9563 | 8.678 | -2.1911 | 35.1671 | 0.84217 | 40.2818 | 5.4472
1924 | 6.638 | -1.7647 | 13.7522 | -6.8197 | 37.5513 | 2.0261 | 41.179 | 6.8225 | 68.3274 | 9.8849 | 8.6899 | -2.1792 | 35.1963 | 0.87153 | 40.2573 | 5.4228
1925 | 6.664 | -1.7315 | 13.7779 | -6.7905 | 37.4939 | 1.9697 | 41.1689 | 6.8125 | 68.265 | 9.8134 | 8.7018 | -2.1673 | 35.0658 | 0.74109 | 40.2465 | 5.412
1926 | 6.69 | -1.6983 | 13.8035 | -6.7613 | 37.4366 | 1.9133 | 41.1588 | 6.8024 | 68.2026 | 9.742 | 8.7137 | -2.1554 | 35.1465 | 0.82194 | 40.2583 | 5.4238
1927 | 6.7159 | -1.6809 | 13.8203 | -6.761 | 37.3793 | 1.8551 | 41.1678 | 6.8116 | 68.1402 | 9.6918 | 8.7323 | -2.1369 | 35.1048 | 0.78042 | 40.2343 | 5.3998
1928 | 6.7419 | -1.6636 | 13.8184 | -6.7606 | 37.3219 | 1.7969 | 41.1769 | 6.8207 | 68.0779 | 9.6415 | 8.7508 | -2.1183 | 35.0641 | 0.7398 | 40.3809 | 5.5465
1929 | 6.7605 | -1.6462 | 13.8165 | -6.7602 | 37.269 | 1.7387 | 41.1859 | 6.8299 | 68.0176 | 9.5913 | 8.7693 | -2.0998 | 35.0686 | 0.74446 | 40.2614 | 5.4269
1930 | 6.7677 | -1.6289 | 13.8146 | -6.7598 | 37.2228 | 1.6805 | 41.195 | 6.839 | 67.9605 | 9.541 | 8.7878 | -2.0813 | 35.0223 | 0.69825 | 40.3461 | 5.5116
1931 | 6.7749 | -1.6115 | 13.8128 | -6.7595 | 37.1766 | 1.6223 | 41.204 | 6.8482 | 67.9034 | 9.4907 | 8.8063 | -2.0628 | 35.0145 | 0.69058 | 40.3808 | 5.5464
1932 | 6.7821 | -1.5942 | 13.8109 | -6.7591 | 37.1305 | 1.5641 | 41.2131 | 6.8573 | 67.8463 | 9.4405 | 8.8248 | -2.0443 | 34.9748 | 0.65109 | 40.4007 | 5.5662
1933 | 6.7892 | -1.5994 | 13.8037 | -6.7761 | 37.0843 | 1.5339 | 41.2067 | 6.8511 | 67.7892 | 9.3748 | 8.8412 | -2.0279 | 34.9324 | 0.6088 | 40.3536 | 5.5192
1934 | 6.7964 | -1.6045 | 13.7853 | -6.7932 | 37.0381 | 1.5037 | 41.2003 | 6.8448 | 67.7321 | 9.3092 | 8.8576 | -2.0115 | 34.9179 | 0.59444 | 40.3984 | 5.564
1935 | 6.7988 | -1.6097 | 13.767 | -6.8103 | 37.0027 | 1.4736 | 41.194 | 6.8385 | 67.6751 | 9.2436 | 8.874 | -1.9951 | 34.8491 | 0.52572 | 40.5667 | 5.7323
1936 | 6.7934 | -1.6149 | 13.7486 | -6.8273 | 36.9842 | 1.4434 | 41.1876 | 6.8323 | 67.6185 | 9.1779 | 8.8905 | -1.9787 | 34.8548 | 0.53155 | 40.5602 | 5.7259
1937 | 6.788 | -1.6201 | 13.7302 | -6.8444 | 36.9658 | 1.4132 | 41.1813 | 6.826 | 67.5618 | 9.1123 | 8.9069 | -1.9622 | 34.7904 | 0.46731 | 40.5533 | 5.7189
1938 | 6.7827 | -1.6253 | 13.7119 | -6.8614 | 36.9473 | 1.383 | 41.1749 | 6.8198 | 67.5052 | 9.0466 | 8.9233 | -1.9458 | 34.8427 | 0.51976 | 40.6425 | 5.8082
1939 | 6.7773 | -1.63 | 13.6914 | -6.8875 | 36.9288 | 1.38 | 41.1204 | 6.7654 | 67.4485 | 9.002 | 8.936 | -1.9331 | 34.6987 | 0.37588 | 40.6431 | 5.8087
1940 | 6.772 | -1.6348 | 13.6665 | -6.9135 | 36.9103 | 1.3771 | 41.0659 | 6.711 | 67.3919 | 8.9573 | 8.9486 | -1.9205 | 34.6651 | 0.34239 | 40.732 | 5.8976
1941 | 6.7641 | -1.6395 | 13.6415 | -6.9395 | 36.9044 | 1.3742 | 41.0115 | 6.6566 | 67.3432 | 8.9126 | 8.9613 | -1.9078 | 34.6374 | 0.3149 | 40.7366 | 5.9023
1942 | 6.752 | -1.6443 | 13.6166 | -6.9655 | 36.9186 | 1.3712 | 40.957 | 6.6022 | 67.3076 | 8.868 | 8.974 | -1.8951 | 34.6016 | 0.27922 | 40.7506 | 5.9163
1943 | 6.74 | -1.649 | 13.5917 | -6.9915 | 36.9329 | 1.3683 | 40.9025 | 6.5478 | 67.2719 | 8.8233 | 8.9866 | -1.8825 | 34.5757 | 0.25346 | 40.8078 | 5.9735
1944 | 6.728 | -1.6538 | 13.5667 | -7.0175 | 36.9471 | 1.3654 | 40.848 | 6.4934 | 67.2362 | 8.7786 | 8.9993 | -1.8698 | 34.4976 | 0.17544 | 40.8545 | 6.0202
1945 | 6.716 | -1.6743 | 13.5456 | -7.0313 | 36.9614 | 1.4021 | 40.835 | 6.4805 | 67.2006 | 8.7549 | 9.009 | -1.8601 | 34.3957 | 0.073741 | 40.8592 | 6.0249
1946 | 6.704 | -1.6949 | 13.5321 | -7.0452 | 36.9756 | 1.4389 | 40.822 | 6.4676 | 67.1649 | 8.7312 | 9.0187 | -1.8504 | 34.3562 | 0.034318 | 40.787 | 5.9527
1947 | 6.69 | -1.7154 | 13.5187 | -7.059 | 37.0083 | 1.4757 | 40.809 | 6.4547 | 67.1541 | 8.7075 | 9.0284 | -1.8407 | 34.3348 | 0.013105 | 40.9099 | 6.0756
1948 | 6.6726 | -1.736 | 13.5053 | -7.0728 | 37.0713 | 1.5124 | 40.796 | 6.4418 | 67.1842 | 8.6838 | 9.0381 | -1.831 | 34.2956 | -0.026021 | 41.0789 | 6.2447
1949 | 6.6553 | -1.7565 | 13.4919 | -7.0867 | 37.1344 | 1.5492 | 40.7829 | 6.4289 | 67.2143 | 8.6601 | 9.0478 | -1.8213 | 34.1728 | -0.14871 | 40.9027 | 6.0685
1950 | 6.6379 | -1.7771 | 13.4785 | -7.1005 | 37.1974 | 1.5859 | 40.7699 | 6.416 | 67.2445 | 8.6364 | 9.0575 | -1.8116 | 34.1571 | -0.16421 | 41.0202 | 6.186
1951 | 6.6206 | -1.7895 | 13.4671 | -7.1079 | 37.2605 | 1.6831 | 40.7443 | 6.3904 | 67.2746 | 8.7361 | 9.008 | -1.8611 | 34.1084 | -0.21284 | 40.9944 | 6.1601
1952 | 6.6032 | -1.8019 | 13.4599 | -7.1153 | 37.3235 | 1.7803 | 40.7186 | 6.3649 | 67.3047 | 8.8357 | 8.9584 | -1.9106 | 34.0499 | -0.27111 | 41.0233 | 6.1891
1953 | 6.588 | -1.8143 | 13.4526 | -7.1227 | 37.3924 | 1.8775 | 40.693 | 6.3393 | 67.3589 | 8.9354 | 8.9089 | -1.9602 | 34.0055 | -0.31539 | 40.9878 | 6.1536
1954 | 6.5764 | -1.8267 | 13.4454 | -7.1301 | 37.4712 | 1.9748 | 40.6673 | 6.3138 | 67.4536 | 9.0351 | 8.8594 | -2.0097 | 33.8835 | -0.43734 | 41.0001 | 6.1659
1955 | 6.5648 | -1.8391 | 13.4381 | -7.1375 | 37.55 | 2.072 | 40.6417 | 6.2882 | 67.5483 | 9.1347 | 8.8099 | -2.0592 | 33.8484 | -0.47227 | 41.0286 | 6.1944
1956 | 6.5532 | -1.8515 | 13.4309 | -7.1449 | 37.6287 | 2.1692 | 40.6161 | 6.2627 | 67.6431 | 9.2344 | 8.7604 | -2.1087 | 33.7358 | -0.58471 | 40.9193 | 6.0851
1957 | 6.5416 | -1.8612 | 13.4247 | -7.1483 | 37.7075 | 2.2247 | 40.6439 | 6.2906 | 67.7378 | 9.3231 | 8.7062 | -2.1629 | 33.682 | -0.63839 | 40.9746 | 6.1404
1958 | 6.5299 | -1.871 | 13.4209 | -7.1517 | 37.7863 | 2.2801 | 40.6717 | 6.3185 | 67.8325 | 9.4119 | 8.6521 | -2.217 | 33.6316 | -0.68866 | 40.9369 | 6.1027
1959 | 6.5196 | -1.8808 | 13.417 | -7.155 | 37.8541 | 2.3356 | 40.6995 | 6.3464 | 67.9104 | 9.5006 | 8.598 | -2.2711 | 33.577 | -0.74314 | 40.8403 | 6.0062
1960 | 6.5114 | -1.8905 | 13.4131 | -7.1584 | 37.9032 | 2.3911 | 40.7273 | 6.3744 | 67.9595 | 9.5893 | 8.5438 | -2.3253 | 33.5377 | -0.78229 | 40.8097 | 5.9756
1961 | 6.5032 | -1.9003 | 13.4093 | -7.1618 | 37.9523 | 2.4466 | 40.7552 | 6.4023 | 68.0086 | 9.6781 | 8.4897 | -2.3794 | 33.4624 | -0.85742 | 40.7437 | 5.9096
1962 | 6.495 | -1.91 | 13.4054 | -7.1652 | 38.0014 | 2.5021 | 40.783 | 6.4302 | 68.0577 | 9.7668 | 8.4355 | -2.4335 | 33.457 | -0.86269 | 40.7087 | 5.8746
1963 | 6.4868 | -1.9154 | 13.4005 | -7.1704 | 38.0504 | 2.5434 | 40.8007 | 6.448 | 68.1068 | 9.7656 | 8.4131 | -2.456 | 33.4006 | -0.91902 | 40.6416 | 5.8075
1964 | 6.4786 | -1.9208 | 13.3934 | -7.1756 | 38.0995 | 2.5847 | 40.8184 | 6.4658 | 68.1559 | 9.7645 | 8.3907 | -2.4784 | 33.4193 | -0.90014 | 40.5771 | 5.743
1965 | 6.4685 | -1.9262 | 13.3864 | -7.1808 | 38.1382 | 2.6259 | 40.8361 | 6.4836 | 68.1976 | 9.7633 | 8.3682 | -2.5008 | 33.3855 | -0.9338 | 40.5833 | 5.7492
1966 | 6.4552 | -1.9315 | 13.3794 | -7.186 | 38.1587 | 2.6672 | 40.8538 | 6.5015 | 68.2261 | 9.7621 | 8.3458 | -2.5233 | 33.4293 | -0.88985 | 40.4935 | 5.6594
1967 | 6.4419 | -1.9369 | 13.3724 | -7.1913 | 38.1792 | 2.7085 | 40.8716 | 6.5193 | 68.2546 | 9.7609 | 8.3233 | -2.5457 | 33.4108 | -0.90828 | 40.444 | 5.61
1968 | 6.4286 | -1.9423 | 13.3653 | -7.1965 | 38.1996 | 2.7497 | 40.8893 | 6.5371 | 68.2831 | 9.7597 | 8.3009 | -2.5682 | 33.4131 | -0.90585 | 40.3375 | 5.5035
1969 | 6.4153 | -1.9649 | 13.355 | -7.2152 | 38.2201 | 2.7441 | 40.8798 | 6.5277 | 68.3116 | 9.8264 | 8.2763 | -2.5928 | 33.443 | -0.87577 | 40.3632 | 5.5292
1970 | 6.402 | -1.9874 | 13.3379 | -7.2339 | 38.2406 | 2.7384 | 40.8703 | 6.5183 | 68.3401 | 9.8931 | 8.2516 | -2.6175 | 33.3673 | -0.95135 | 40.2804 | 5.4464
1971 | 6.3814 | -2.01 | 13.3209 | -7.2526 | 38.2463 | 2.7327 | 40.8608 | 6.5089 | 68.3703 | 9.9597 | 8.2269 | -2.6421 | 33.5018 | -0.81678 | 40.2881 | 5.454
1972 | 6.3477 | -2.0326 | 13.3038 | -7.2713 | 38.2257 | 2.7271 | 40.8512 | 6.4994 | 68.4034 | 10.0264 | 8.2023 | -2.6668 | 33.5697 | -0.74869 | 40.3151 | 5.4811
1973 | 6.314 | -2.0552 | 13.2867 | -7.29 | 38.2052 | 2.7214 | 40.8417 | 6.49 | 68.4365 | 10.0931 | 8.1776 | -2.6915 | 33.5685 | -0.74975 | 40.2324 | 5.3984
1974 | 6.2803 | -2.0777 | 13.2696 | -7.3087 | 38.1846 | 2.7158 | 40.8322 | 6.4806 | 68.4696 | 10.1597 | 8.153 | -2.7161 | 33.6699 | -0.64824 | 40.3022 | 5.4682
1975 | 6.2466 | -2.1247 | 13.2579 | -7.3103 | 38.164 | 2.6766 | 40.8465 | 6.495 | 68.5028 | 10.1506 | 8.1714 | -2.6976 | 33.6898 | -0.62817 | 40.2492 | 5.4152
1976 | 6.2129 | -2.1716 | 13.2571 | -7.3118 | 38.1434 | 2.6375 | 40.8608 | 6.5094 | 68.5359 | 10.1416 | 8.1899 | -2.6792 | 33.7617 | -0.55614 | 40.1359 | 5.302
1977 | 6.1791 | -2.2186 | 13.2563 | -7.3133 | 38.1156 | 2.5983 | 40.875 | 6.5237 | 68.5508 | 10.1325 | 8.2084 | -2.6607 | 33.8479 | -0.4698 | 40.1992 | 5.3652
1978 | 6.145 | -2.2655 | 13.2555 | -7.3148 | 38.0745 | 2.5591 | 40.8893 | 6.5381 | 68.5325 | 10.1234 | 8.2268 | -2.6422 | 33.9633 | -0.35426 | 40.2053 | 5.3714
1979 | 6.1109 | -2.3125 | 13.2547 | -7.3163 | 38.0333 | 2.52 | 40.9035 | 6.5524 | 68.5142 | 10.1143 | 8.2453 | -2.6237 | 33.9985 | -0.31895 | 40.1323 | 5.2984
1980 | 6.0767 | -2.3594 | 13.254 | -7.3178 | 37.9922 | 2.4808 | 40.9178 | 6.5668 | 68.4959 | 10.1052 | 8.2638 | -2.6053 | 34.0883 | -0.22903 | 40.1958 | 5.3619
1981 | 6.0426 | -2.3765 | 13.2568 | -7.3102 | 37.9511 | 2.4376 | 40.9079 | 6.557 | 68.4776 | 10.0756 | 8.2729 | -2.5962 | 34.221 | -0.096231 | 40.2166 | 5.3827
1982 | 6.0085 | -2.3935 | 13.267 | -7.3026 | 37.91 | 2.3943 | 40.8979 | 6.5471 | 68.4593 | 10.046 | 8.2819 | -2.5871 | 34.2482 | -0.068871 | 40.0929 | 5.259
1983 | 5.9875 | -2.4106 | 13.2772 | -7.295 | 37.8652 | 2.3511 | 40.888 | 6.5373 | 68.4359 | 10.0164 | 8.291 | -2.5781 | 34.3602 | 0.043244 | 40.1866 | 5.3527
1984 | 5.9908 | -2.4276 | 13.2875 | -7.2874 | 37.8138 | 2.3078 | 40.8781 | 6.5275 | 68.4029 | 9.9867 | 8.3001 | -2.569 | 34.3989 | 0.08209 | 40.201 | 5.3671
1985 | 5.9942 | -2.4447 | 13.2977 | -7.2798 | 37.7623 | 2.2645 | 40.8682 | 6.5177 | 68.3698 | 9.9571 | 8.3091 | -2.5599 | 34.5379 | 0.22125 | 40.1661 | 5.3323
1986 | 5.9975 | -2.4617 | 13.3079 | -7.2722 | 37.7109 | 2.2213 | 40.8582 | 6.5078 | 68.3368 | 9.9275 | 8.3182 | -2.5509 | 34.6381 | 0.32156 | 40.2157 | 5.3818
1987 | 6.0009 | -2.4318 | 13.326 | -7.2384 | 37.6594 | 2.1598 | 40.889 | 6.5386 | 68.3038 | 9.8906 | 8.3546 | -2.5144 | 34.6785 | 0.36211 | 40.272 | 5.4382
1988 | 6.0042 | -2.4019 | 13.3599 | -7.2046 | 37.6079 | 2.0984 | 40.9197 | 6.5695 | 68.2708 | 9.8536 | 8.3911 | -2.478 | 34.6916 | 0.37534 | 40.2252 | 5.3914
1989 | 6.0166 | -2.372 | 13.3938 | -7.1708 | 37.5566 | 2.037 | 40.9504 | 6.6003 | 68.2397 | 9.8167 | 8.4275 | -2.4415 | 34.8009 | 0.48473 | 40.1339 | 5.3001
1990 | 6.0462 | -2.3421 | 13.4278 | -7.137 | 37.5057 | 1.9755 | 40.9811 | 6.6311 | 68.2122 | 9.7797 | 8.464 | -2.4051 | 34.8513 | 0.53527 | 40.2888 | 5.455
1991 | 6.0758 | -2.3122 | 13.4617 | -7.1033 | 37.4547 | 1.9141 | 41.0118 | 6.6619 | 68.1847 | 9.7428 | 8.5004 | -2.3686 | 34.8663 | 0.55046 | 40.2746 | 5.4408
1992 | 6.1054 | -2.2823 | 13.4956 | -7.0695 | 37.4038 | 1.8526 | 41.0426 | 6.6927 | 68.1572 | 9.7058 | 8.5369 | -2.3322 | 34.8837 | 0.568 | 40.1815 | 5.3477
1993 | 6.135 | -2.2522 | 13.53 | -7.0318 | 37.3528 | 1.8152 | 41.0718 | 6.7221 | 68.1297 | 9.6906 | 8.5328 | -2.3362 | 34.9312 | 0.61561 | 40.2425 | 5.4087
1994 | 6.1646 | -2.2222 | 13.5653 | -6.9941 | 37.3019 | 1.7778 | 41.1011 | 6.7514 | 68.1023 | 9.6753 | 8.5287 | -2.3403 | 34.9562 | 0.64073 | 40.2874 | 5.4536
1995 | 6.1951 | -2.1921 | 13.6005 | -6.9565 | 37.2588 | 1.7404 | 41.1303 | 6.7808 | 68.077 | 9.6601 | 8.5246 | -2.3444 | 34.9893 | 0.67398 | 40.3034 | 5.4696
1996 | 6.2275 | -2.1621 | 13.6358 | -6.9188 | 37.2309 | 1.703 | 41.1595 | 6.8101 | 68.0562 | 9.6449 | 8.5206 | -2.3485 | 34.985 | 0.6698 | 40.1896 | 5.3558
1997 | 6.2598 | -2.132 | 13.6711 | -6.8811 | 37.2031 | 1.6655 | 41.1888 | 6.8395 | 68.0354 | 9.6296 | 8.5165 | -2.3525 | 35.0441 | 0.72902 | 40.2875 | 5.4537
1998 | 6.2922 | -2.102 | 13.7064 | -6.8435 | 37.1753 | 1.6281 | 41.218 | 6.8688 | 68.0146 | 9.6144 | 8.5124 | -2.3566 | 34.9303 | 0.61536 | 40.2927 | 5.459
1999 | 6.3245 | -2.0659 | 13.7352 | -6.8246 | 37.1475 | 1.6127 | 41.2392 | 6.8901 | 67.9938 | 9.587 | 8.5071 | -2.362 | 34.9555 | 0.64067 | 40.2801 | 5.4463
2000 | 6.3569 | -2.0299 | 13.7509 | -6.8057 | 37.1196 | 1.5972 | 41.2604 | 6.9114 | 67.973 | 9.5595 | 8.5017 | -2.3673 | 34.9649 | 0.65024 | 40.2548 | 5.4211
2001 | 6.387 | -1.9938 | 13.7667 | -6.7868 | 37.0981 | 1.5817 | 41.2816 | 6.9327 | 67.9503 | 9.5321 | 8.4963 | -2.3727 | 34.9563 | 0.64175 | 40.2853 | 5.4516
2002 | 6.4127 | -1.9577 | 13.7824 | -6.7679 | 37.089 | 1.5662 | 41.3027 | 6.9539 | 67.924 | 9.5047 | 8.491 | -2.378 | 34.936 | 0.62153 | 40.1327 | 5.299
2003 | 6.4384 | -1.9217 | 13.7981 | -6.7491 | 37.0799 | 1.5508 | 41.3239 | 6.9752 | 67.8976 | 9.4772 | 8.4856 | -2.3834 | 34.8852 | 0.57087 | 40.1842 | 5.3505
2004 | 6.4641 | -1.8856 | 13.8139 | -6.7302 | 37.0709 | 1.5353 | 41.3451 | 6.9965 | 67.8713 | 9.4498 | 8.4803 | -2.3887 | 34.8021 | 0.48795 | 40.2632 | 5.4296
2005 | 6.4898 | -1.872 | 13.8214 | -6.7369 | 37.0618 | 1.5346 | 41.3427 | 6.9942 | 67.8449 | 9.4251 | 8.4954 | -2.3736 | 34.8192 | 0.50519 | 40.1265 | 5.2929
2006 | 6.5155 | -1.8584 | 13.8125 | -6.7435 | 37.0528 | 1.5339 | 41.3402 | 6.9918 | 67.8185 | 9.4004 | 8.5105 | -2.3585 | 34.7341 | 0.42021 | 40.2925 | 5.4588
2007 | 6.5338 | -1.8447 | 13.8036 | -6.7502 | 37.0437 | 1.5332 | 41.3378 | 6.9895 | 67.7894 | 9.3758 | 8.5257 | -2.3434 | 34.7053 | 0.39156 | 40.2932 | 5.4596
2008 | 6.5371 | -1.8311 | 13.7947 | -6.7569 | 37.0345 | 1.5325 | 41.3354 | 6.9872 | 67.7545 | 9.3511 | 8.5408 | -2.3283 | 34.6753 | 0.36169 | 40.2293 | 5.3957
2009 | 6.5403 | -1.8175 | 13.7858 | -6.7635 | 37.0253 | 1.5318 | 41.3329 | 6.9848 | 67.7195 | 9.3264 | 8.5559 | -2.3131 | 34.539 | 0.22546 | 40.2316 | 5.3979
2010 | 6.5435 | -1.8039 | 13.7768 | -6.7702 | 37.0161 | 1.5311 | 41.3305 | 6.9825 | 67.6846 | 9.3017 | 8.571 | -2.298 | 34.5571 | 0.24372 | 40.3229 | 5.4892
2011 | 6.5467 | -1.8128 | 13.7625 | -6.7944 | 37.0069 | 1.5117 | 41.2904 | 6.9425 | 67.6497 | 9.2545 | 8.5858 | -2.2832 | 34.5536 | 0.24034 | 40.3447 | 5.5111
2012 | 6.5499 | -1.8217 | 13.7375 | -6.8187 | 36.9977 | 1.4923 | 41.2503 | 6.9024 | 67.6148 | 9.2072 | 8.6006 | -2.2685 | 34.4421 | 0.12898 | 40.3669 | 5.5333
2013 | 6.5465 | -1.8306 | 13.7124 | -6.8429 | 36.9921 | 1.4729 | 41.2101 | 6.8624 | 67.5859 | 9.1599 | 8.6154 | -2.2537 | 34.4063 | 0.093342 | 40.4129 | 5.5793
2014 | 6.5293 | -1.8395 | 13.6874 | -6.8672 | 36.9937 | 1.4536 | 41.17 | 6.8224 | 67.5696 | 9.1126 | 8.6302 | -2.2389 | 34.4123 | 0.099431 | 40.4661 | 5.6325
2015 | 6.5122 | -1.8484 | 13.6624 | -6.8914 | 36.9954 | 1.4342 | 41.1299 | 6.7824 | 67.5532 | 9.0654 | 8.6449 | -2.2241 | 34.3985 | 0.085821 | 40.433 | 5.5994
2016 | 6.495 | -1.8573 | 13.6373 | -6.9157 | 36.9971 | 1.4148 | 41.0898 | 6.7423 | 67.5369 | 9.0181 | 8.6597 | -2.2093 | 34.3742 | 0.061607 | 40.3483 | 5.5147
2017 | 6.4778 | -1.8839 | 13.611 | -6.9444 | 36.9987 | 1.4429 | 41.0413 | 6.694 | 67.5205 | 9.0404 | 8.6676 | -2.2015 | 34.3083 | -0.0041535 | 40.4746 | 5.641
2018 | 6.4607 | -1.9104 | 13.582 | -6.9732 | 37.0004 | 1.471 | 40.9928 | 6.6456 | 67.5042 | 9.0628 | 8.6754 | -2.1936 | 34.2339 | -0.078386 | 40.5201 | 5.6865
2019 | 6.4412 | -1.937 | 13.5531 | -7.0019 | 37.0104 | 1.4991 | 40.9443 | 6.5972 | 67.501 | 9.0851 | 8.6833 | -2.1858 | 34.2084 | -0.10376 | 40.5324 | 5.6989
2020 | 6.4169 | -1.9636 | 13.5241 | -7.0307 | 37.0383 | 1.5272 | 40.8958 | 6.5488 | 67.5261 | 9.1074 | 8.6911 | -2.1779 | 34.1268 | -0.18528 | 40.6005 | 5.7669
2021 | 6.3927 | -1.9901 | 13.4952 | -7.0594 | 37.0662 | 1.5553 | 40.8473 | 6.5004 | 67.5511 | 9.1297 | 8.699 | -2.17 | 34.1545 | -0.15741 | 40.65 | 5.8164
2022 | 6.3684 | -2.0167 | 13.4662 | -7.0881 | 37.094 | 1.5834 | 40.7988 | 6.452 | 67.5762 | 9.1521 | 8.7068 | -2.1622 | 34.0514 | -0.26043 | 40.7403 | 5.9068
2023 | 6.3441 | -2.0373 | 13.4384 | -7.116 | 37.1219 | 1.6113 | 40.7559 | 6.4092 | 67.6012 | 9.1808 | 8.7067 | -2.1623 | 34.0858 | -0.22581 | 40.7256 | 5.8921
2024 | 6.3198 | -2.058 | 13.413 | -7.1438 | 37.1498 | 1.6393 | 40.713 | 6.3664 | 67.6263 | 9.2096 | 8.7067 | -2.1624 | 34.0388 | -0.27278 | 40.8038 | 5.9703
2025 | 6.2974 | -2.0786 | 13.3875 | -7.1717 | 37.1823 | 1.6672 | 40.6702 | 6.3237 | 67.6563 | 9.2384 | 8.7066 | -2.1624 | 33.9797 | -0.33173 | 40.7863 | 5.9528
2026 | 6.279 | -2.0992 | 13.362 | -7.1995 | 37.2248 | 1.6952 | 40.6273 | 6.2809 | 67.6974 | 9.2672 | 8.7065 | -2.1625 | 33.9366 | -0.3747 | 40.863 | 6.0296
2027 | 6.2607 | -2.1199 | 13.3365 | -7.2273 | 37.2673 | 1.7232 | 40.5845 | 6.2382 | 67.7384 | 9.2959 | 8.7064 | -2.1626 | 33.9073 | -0.40379 | 40.9216 | 6.0881
2028 | 6.2424 | -2.1405 | 13.311 | -7.2552 | 37.3098 | 1.7511 | 40.5416 | 6.1954 | 67.7794 | 9.3247 | 8.7063 | -2.1627 | 33.9074 | -0.40363 | 40.991 | 6.1575
2029 | 6.224 | -2.1552 | 13.2928 | -7.259 | 37.3524 | 1.8119 | 40.5279 | 6.1818 | 67.8204 | 9.3812 | 8.6858 | -2.1832 | 33.8534 | -0.45751 | 40.942 | 6.1085
2030 | 6.2057 | -2.1698 | 13.2888 | -7.2629 | 37.3949 | 1.8727 | 40.5143 | 6.1683 | 67.8614 | 9.4376 | 8.6653 | -2.2037 | 33.818 | -0.49274 | 40.9847 | 6.1512
2031 | 6.1922 | -2.1845 | 13.2848 | -7.2667 | 37.4402 | 1.9335 | 40.5006 | 6.1547 | 67.9085 | 9.4941 | 8.6448 | -2.2242 | 33.7779 | -0.53272 | 40.9508 | 6.1174
2032 | 6.1895 | -2.1991 | 13.2808 | -7.2705 | 37.4916 | 1.9943 | 40.487 | 6.1412 | 67.9692 | 9.5505 | 8.6243 | -2.2447 | 33.7627 | -0.54779 | 41.0598 | 6.2264
2033 | 6.1868 | -2.2138 | 13.2768 | -7.2744 | 37.5431 | 2.0551 | 40.4733 | 6.1276 | 68.0298 | 9.607 | 8.6038 | -2.2652 | 33.8035 | -0.50683 | 41.01 | 6.1766
2034 | 6.1842 | -2.2285 | 13.2728 | -7.2782 | 37.5945 | 2.1159 | 40.4597 | 6.1141 | 68.0905 | 9.6634 | 8.5834 | -2.2856 | 33.6982 | -0.61199 | 40.9495 | 6.1161
2035 | 6.1815 | -2.2156 | 13.2692 | -7.2808 | 37.646 | 2.1563 | 40.49 | 6.1445 | 68.1511 | 9.7296 | 8.548 | -2.321 | 33.705 | -0.60505 | 41.0256 | 6.1922
2036 | 6.1788 | -2.2027 | 13.2666 | -7.2834 | 37.6974 | 2.1966 | 40.5202 | 6.1749 | 68.2118 | 9.7957 | 8.5126 | -2.3564 | 33.6406 | -0.66934 | 40.9963 | 6.163
2037 | 6.1798 | -2.1899 | 13.264 | -7.286 | 37.7481 | 2.2369 | 40.5505 | 6.2053 | 68.2793 | 9.8619 | 8.4773 | -2.3917 | 33.5698 | -0.73999 | 41.0045 | 6.1711
2038 | 6.1893 | -2.177 | 13.2615 | -7.2886 | 37.7968 | 2.2773 | 40.5808 | 6.2357 | 68.3628 | 9.928 | 8.4419 | -2.4271 | 33.5711 | -0.73864 | 40.9992 | 6.1658
2039 | 6.1988 | -2.1642 | 13.2589 | -7.2912 | 37.8455 | 2.3176 | 40.6111 | 6.266 | 68.4462 | 9.9942 | 8.4065 | -2.4625 | 33.5279 | -0.78165 | 40.8998 | 6.0664
2040 | 6.2082 | -2.1513 | 13.2563 | -7.2938 | 37.8942 | 2.3579 | 40.6414 | 6.2964 | 68.5296 | 10.0603 | 8.3712 | -2.4978 | 33.5228 | -0.78664 | 40.9133 | 6.08
2041 | 6.2177 | -2.1451 | 13.2542 | -7.2936 | 37.9428 | 2.4172 | 40.6765 | 6.3317 | 68.613 | 10.1652 | 8.3259 | -2.5431 | 33.5284 | -0.78092 | 40.9354 | 6.102
2042 | 6.2272 | -2.139 | 13.2532 | -7.2935 | 37.9915 | 2.4765 | 40.7117 | 6.3669 | 68.6965 | 10.2702 | 8.2806 | -2.5884 | 33.5069 | -0.80222 | 40.8256 | 5.9923
2043 | 6.2329 | -2.1328 | 13.2521 | -7.2933 | 38.0354 | 2.5357 | 40.7468 | 6.4021 | 68.7682 | 10.3751 | 8.2353 | -2.6337 | 33.4355 | -0.8735 | 40.7166 | 5.8833
2044 | 6.2296 | -2.1266 | 13.2511 | -7.2931 | 38.0678 | 2.595 | 40.7819 | 6.4373 | 68.8123 | 10.48 | 8.19 | -2.679 | 33.4859 | -0.82298 | 40.7508 | 5.9175
2045 | 6.2264 | -2.1204 | 13.25 | -7.293 | 38.1002 | 2.6543 | 40.817 | 6.4725 | 68.8564 | 10.5849 | 8.1447 | -2.7243 | 33.4555 | -0.85331 | 40.7036 | 5.8703
2046 | 6.2232 | -2.1142 | 13.249 | -7.2928 | 38.1327 | 2.7135 | 40.8521 | 6.5077 | 68.9005 | 10.6898 | 8.0994 | -2.7696 | 33.4446 | -0.86409 | 40.6127 | 5.7794
2047 | 6.22 | -2.1281 | 13.2457 | -7.3009 | 38.1651 | 2.7136 | 40.8882 | 6.5439 | 68.9446 | 10.6602 | 8.0752 | -2.7938 | 33.5242 | -0.78429 | 40.7017 | 5.8684
2048 | 6.2167 | -2.1419 | 13.2382 | -7.3089 | 38.1975 | 2.7137 | 40.9242 | 6.58 | 68.9887 | 10.6305 | 8.051 | -2.818 | 33.4801 | -0.82829 | 40.5794 | 5.7461
2049 | 6.2079 | -2.1558 | 13.2307 | -7.3169 | 38.2149 | 2.7137 | 40.9603 | 6.6162 | 69.0107 | 10.6009 | 8.0268 | -2.8422 | 33.6 | -0.70823 | 40.4891 | 5.6559
2050 | 6.1857 | -2.1696 | 13.2232 | -7.325 | 38.196 | 2.7138 | 40.9963 | 6.6523 | 68.9795 | 10.5713 | 8.0027 | -2.8663 | 33.5419 | -0.76622 | 40.465 | 5.6318
2051 | 6.1634 | -2.1835 | 13.2157 | -7.333 | 38.1772 | 2.7138 | 41.0324 | 6.6885 | 68.9482 | 10.5417 | 7.9785 | -2.8905 | 33.5759 | -0.73208 | 40.4063 | 5.5731
2052 | 6.1412 | -2.1974 | 13.2082 | -7.341 | 38.1583 | 2.7139 | 41.0684 | 6.7246 | 68.917 | 10.512 | 7.9543 | -2.9147 | 33.5618 | -0.7461 | 40.4241 | 5.5908
2053 | 6.1189 | -2.229 | 13.2034 | -7.3415 | 38.1395 | 2.6724 | 41.0655 | 6.7218 | 68.8857 | 10.4792 | 7.9669 | -2.9021 | 33.6109 | -0.69687 | 40.4151 | 5.5819
2054 | 6.0967 | -2.2606 | 13.2038 | -7.342 | 38.1206 | 2.6309 | 41.0626 | 6.719 | 68.8545 | 10.4463 | 7.9795 | -2.8895 | 33.6852 | -0.62245 | 40.3941 | 5.5609
2055 | 6.0718 | -2.2922 | 13.2043 | -7.3424 | 38.0938 | 2.5895 | 41.0597 | 6.7162 | 68.8141 | 10.4134 | 7.9921 | -2.8769 | 33.6646 | -0.64293 | 40.3449 | 5.5117
2056 | 6.0406 | -2.3238 | 13.2047 | -7.3429 | 38.0475 | 2.548 | 41.0568 | 6.7134 | 68.7511 | 10.3806 | 8.0047 | -2.8643 | 33.7359 | -0.57141 | 40.3075 | 5.4743
2057 | 6.0094 | -2.3554 | 13.2051 | -7.3433 | 38.0011 | 2.5065 | 41.0539 | 6.7106 | 68.6881 | 10.3477 | 8.0173 | -2.8517 | 33.8224 | -0.48481 | 40.2275 | 5.3943
2058 | 5.9781 | -2.387 | 13.2056 | -7.3438 | 37.9547 | 2.4651 | 41.051 | 6.7078 | 68.6251 | 10.3148 | 8.0299 | -2.8391 | 33.9313 | -0.37582 | 40.233 | 5.3998
2059 | 5.9469 | -2.4169 | 13.2103 | -7.3333 | 37.9083 | 2.4131 | 41.0604 | 6.7173 | 68.5621 | 10.2157 | 8.0327 | -2.8363 | 33.919 | -0.388 | 40.1548 | 5.3217
2060 | 5.9157 | -2.4468 | 13.2232 | -7.3229 | 37.8619 | 2.3611 | 41.0698 | 6.7268 | 68.4991 | 10.1166 | 8.0355 | -2.8335 | 33.9667 | -0.34014 | 40.2232 | 5.39
2061 | 5.8878 | -2.4767 | 13.2362 | -7.3124 | 37.8109 | 2.3091 | 41.0792 | 6.7363 | 68.4372 | 10.0175 | 8.0383 | -2.8307 | 34.0594 | -0.24728 | 40.2372 | 5.4041
2062 | 5.8682 | -2.5067 | 13.2491 | -7.302 | 37.7483 | 2.2571 | 41.0886 | 6.7458 | 68.3782 | 9.9184 | 8.0411 | -2.8279 | 34.2046 | -0.10201 | 40.2085 | 5.3754
2063 | 5.8486 | -2.5366 | 13.262 | -7.2915 | 37.6856 | 2.2051 | 41.098 | 6.7553 | 68.3192 | 9.8192 | 8.0439 | -2.8251 | 34.1691 | -0.1373 | 40.168 | 5.3349
2064 | 5.8291 | -2.5665 | 13.2749 | -7.2811 | 37.623 | 2.1531 | 41.1074 | 6.7648 | 68.2602 | 9.7201 | 8.0467 | -2.8223 | 34.3018 | -0.004504 | 40.0702 | 5.2371
2065 | 5.8095 | -2.5727 | 13.2953 | -7.2452 | 37.5603 | 2.078 | 41.0878 | 6.7454 | 68.2012 | 9.7099 | 8.0694 | -2.7996 | 34.3241 | 0.017962 | 40.0801 | 5.247
2066 | 5.7899 | -2.579 | 13.3299 | -7.2094 | 37.4977 | 2.0028 | 41.0683 | 6.7259 | 68.1423 | 9.6997 | 8.0921 | -2.7769 | 34.3874 | 0.081302 | 40.0948 | 5.2617
2067 | 5.7753 | -2.5852 | 13.3645 | -7.1735 | 37.436 | 1.9276 | 41.0487 | 6.7065 | 68.0952 | 9.6894 | 8.1147 | -2.7542 | 34.4352 | 0.12929 | 39.9717 | 5.1387
2068 | 5.7736 | -2.5915 | 13.3991 | -7.1376 | 37.3767 | 1.8524 | 41.0292 | 6.687 | 68.079 | 9.6792 | 8.1374 | -2.7316 | 34.5081 | 0.20228 | 40.0899 | 5.2568
2069 | 5.7718 | -2.5977 | 13.4337 | -7.1018 | 37.3174 | 1.7773 | 41.0096 | 6.6676 | 68.0628 | 9.669 | 8.1601 | -2.7089 | 34.5503 | 0.24462 | 40.0817 | 5.2486
2070 | 5.7701 | -2.604 | 13.4683 | -7.0659 | 37.2582 | 1.7021 | 40.9901 | 6.6482 | 68.0467 | 9.6587 | 8.1828 | -2.6862 | 34.5224 | 0.21687 | 40.0111 | 5.178
2071 | 5.7684 | -2.5995 | 13.4999 | -7.0389 | 37.1989 | 1.6623 | 41.0144 | 6.6726 | 68.0305 | 9.6358 | 8.1932 | -2.6758 | 34.6107 | 0.30525 | 40.0474 | 5.2144
2072 | 5.7666 | -2.5949 | 13.5258 | -7.012 | 37.1397 | 1.6225 | 41.0388 | 6.6971 | 68.0143 | 9.6128 | 8.2035 | -2.6654 | 34.6411 | 0.33585 | 40.0403 | 5.2072
2073 | 5.7704 | -2.5904 | 13.5517 | -6.985 | 37.0884 | 1.5827 | 41.0632 | 6.7215 | 67.9995 | 9.5899 | 8.2139 | -2.6551 | 34.6562 | 0.35108 | 40.0198 | 5.1867
2074 | 5.7887 | -2.5859 | 13.5776 | -6.9581 | 37.0585 | 1.5429 | 41.0875 | 6.746 | 67.9885 | 9.5669 | 8.2243 | -2.6447 | 34.6702 | 0.36516 | 40.0461 | 5.213
2075 | 5.807 | -2.5814 | 13.6036 | -6.9311 | 37.0287 | 1.5031 | 41.1119 | 6.7704 | 67.9774 | 9.5439 | 8.2347 | -2.6343 | 34.715 | 0.41014 | 40.0317 | 5.1986
2076 | 5.8254 | -2.5768 | 13.6295 | -6.9042 | 36.9988 | 1.4633 | 41.1362 | 6.7949 | 67.9664 | 9.521 | 8.2451 | -2.6239 | 34.6889 | 0.38418 | 39.9953 | 5.1623
2077 | 5.8437 | -2.5411 | 13.652 | -6.8839 | 36.9689 | 1.4457 | 41.1437 | 6.8025 | 67.9554 | 9.5246 | 8.2527 | -2.6163 | 34.7424 | 0.43776 | 40.0432 | 5.2102
2078 | 5.8621 | -2.5053 | 13.6682 | -6.8636 | 36.939 | 1.428 | 41.1513 | 6.8101 | 67.9443 | 9.5282 | 8.2604 | -2.6086 | 34.7546 | 0.45014 | 40.0737 | 5.2407
2079 | 5.8844 | -2.4696 | 13.6844 | -6.8433 | 36.9149 | 1.4103 | 41.1588 | 6.8178 | 67.935 | 9.5318 | 8.268 | -2.601 | 34.7178 | 0.41346 | 39.9761 | 5.1431
2080 | 5.9176 | -2.4339 | 13.7005 | -6.8231 | 36.9067 | 1.3927 | 41.1663 | 6.8254 | 67.9306 | 9.5354 | 8.2756 | -2.5933 | 34.6349 | 0.33062 | 40.0039 | 5.1709
2081 | 5.9509 | -2.3981 | 13.7167 | -6.8028 | 36.8984 | 1.375 | 41.1738 | 6.833 | 67.9261 | 9.539 | 8.2833 | -2.5857 | 34.6857 | 0.38164 | 39.9417 | 5.1088
2082 | 5.9841 | -2.3624 | 13.7329 | -6.7825 | 36.8902 | 1.3574 | 41.1814 | 6.8407 | 67.9216 | 9.5426 | 8.2909 | -2.578 | 34.6126 | 0.30864 | 40.0725 | 5.2396
2083 | 6.0173 | -2.3313 | 13.7377 | -6.7972 | 36.882 | 1.3607 | 41.1576 | 6.817 | 67.9172 | 9.5288 | 8.2926 | -2.5764 | 34.6097 | 0.30586 | 40.0082 | 5.1752
2084 | 6.0506 | -2.3002 | 13.7213 | -6.8118 | 36.8737 | 1.364 | 41.1338 | 6.7933 | 67.9127 | 9.515 | 8.2943 | -2.5747 | 34.6214 | 0.31771 | 39.9763 | 5.1434
2085 | 6.0814 | -2.2691 | 13.7048 | -6.8264 | 36.8698 | 1.3674 | 41.1101 | 6.7697 | 67.9092 | 9.5013 | 8.296 | -2.573 | 34.5331 | 0.22951 | 39.9922 | 5.1593
2086 | 6.1054 | -2.2381 | 13.6884 | -6.841 | 36.8778 | 1.3707 | 41.0863 | 6.746 | 67.9086 | 9.4875 | 8.2977 | -2.5713 | 34.5402 | 0.23674 | 40.0131 | 5.1801
2087 | 6.1294 | -2.207 | 13.6719 | -6.8556 | 36.8859 | 1.3741 | 41.0626 | 6.7224 | 67.9079 | 9.4738 | 8.2994 | -2.5696 | 34.5347 | 0.23136 | 40.1203 | 5.2873
2088 | 6.1534 | -2.1759 | 13.6555 | -6.8702 | 36.894 | 1.3774 | 41.0388 | 6.6987 | 67.9073 | 9.46 | 8.301 | -2.5679 | 34.4783 | 0.1751 | 40.067 | 5.2341
2089 | 6.1774 | -2.1595 | 13.6341 | -6.8989 | 36.9021 | 1.3915 | 41.0147 | 6.6747 | 67.9067 | 9.4754 | 8.3094 | -2.5596 | 34.4223 | 0.11924 | 40.1103 | 5.2774
2090 | 6.2014 | -2.1431 | 13.6036 | -6.9275 | 36.9102 | 1.4055 | 40.9906 | 6.6507 | 67.906 | 9.4907 | 8.3177 | -2.5513 | 34.3871 | 0.08418 | 40.0464 | 5.2135
2091 | 6.2206 | -2.1267 | 13.5731 | -6.9562 | 36.9195 | 1.4196 | 40.9665 | 6.6267 | 67.9102 | 9.506 | 8.3261 | -2.5429 | 34.3673 | 0.06444 | 40.2609 | 5.428
2092 | 6.226 | -2.1102 | 13.5426 | -6.9848 | 36.9325 | 1.4337 | 40.9424 | 6.6027 | 67.9284 | 9.5214 | 8.3344 | -2.5346 | 34.3458 | 0.043067 | 40.3051 | 5.4722
2093 | 6.2314 | -2.0938 | 13.5121 | -7.0135 | 36.9454 | 1.4477 | 40.9183 | 6.5787 | 67.9465 | 9.5367 | 8.3427 | -2.5262 | 34.308 | 0.0054059 | 40.3034 | 5.4706
2094 | 6.2368 | -2.0774 | 13.4816 | -7.0421 | 36.9584 | 1.4618 | 40.8942 | 6.5547 | 67.9646 | 9.552 | 8.3511 | -2.5179 | 34.1452 | -0.15719 | 40.2281 | 5.3953
2095 | 6.2423 | -2.0842 | 13.4472 | -7.0851 | 36.9713 | 1.4738 | 40.8529 | 6.5135 | 67.9828 | 9.5738 | 8.3366 | -2.5324 | 34.1525 | -0.14982 | 40.4449 | 5.6121
2096 | 6.2477 | -2.091 | 13.4056 | -7.1282 | 36.9843 | 1.4857 | 40.8116 | 6.4723 | 68.0009 | 9.5956 | 8.322 | -2.5469 | 34.1116 | -0.1906 | 40.4007 | 5.5679
2097 | 6.2492 | -2.0977 | 13.3639 | -7.1712 | 37.0003 | 1.4977 | 40.7703 | 6.4311 | 68.0166 | 9.6174 | 8.3075 | -2.5614 | 34.0664 | -0.23568 | 40.5255 | 5.6927
2098 | 6.2391 | -2.1045 | 13.3223 | -7.2142 | 37.0251 | 1.5097 | 40.729 | 6.3899 | 68.0253 | 9.6392 | 8.293 | -2.5759 | 34.0687 | -0.23318 | 40.4465 | 5.6136
2099 | 6.229 | -2.1113 | 13.2807 | -7.2572 | 37.05 | 1.5216 | 40.6877 | 6.3488 | 68.034 | 9.661 | 8.2785 | -2.5904 | 33.9996 | -0.30216 | 40.5993 | 5.7664
2100 | 6.2189 | -2.1181 | 13.239 | -7.3002 | 37.0748 | 1.5336 | 40.6464 | 6.3076 | 68.0426 | 9.6828 | 8.264 | -2.605 | 33.9096 | -0.39206 | 40.6199 | 5.7871
2101 | 6.2088 | -2.1313 | 13.2033 | -7.3276 | 37.0997 | 1.574 | 40.6347 | 6.296 | 68.0513 | 9.6763 | 8.2621 | -2.6068 | 33.8978 | -0.40371 | 40.6232 | 5.7904
2102 | 6.1987 | -2.1444 | 13.1786 | -7.355 | 37.1245 | 1.6145 | 40.6231 | 6.2844 | 68.06 | 9.6698 | 8.2603 | -2.6087 | 33.8729 | -0.42855 | 40.7808 | 5.948
2103 | 6.189 | -2.1576 | 13.1539 | -7.3824 | 37.1526 | 1.6549 | 40.6114 | 6.2729 | 68.0706 | 9.6633 | 8.2584 | -2.6105 | 33.8209 | -0.48039 | 40.7005 | 5.8677
2104 | 6.1809 | -2.1708 | 13.1292 | -7.4098 | 37.1904 | 1.6953 | 40.5997 | 6.2613 | 68.0872 | 9.6569 | 8.2565 | -2.6124 | 33.7973 | -0.50382 | 40.8005 | 5.9677
2105 | 6.1727 | -2.184 | 13.1045 | -7.4372 | 37.2282 | 1.7357 | 40.5881 | 6.2497 | 68.1037 | 9.6504 | 8.2547 | -2.6143 | 33.6755 | -0.62548 | 40.8573 | 6.0246
2106 | 6.1646 | -2.1972 | 13.0798 | -7.4646 | 37.266 | 1.7761 | 40.5764 | 6.2382 | 68.1203 | 9.6439 | 8.2528 | -2.6161 | 33.685 | -0.61592 | 40.9269 | 6.0941
2107 | 6.1564 | -2.1985 | 13.0643 | -7.4643 | 37.3038 | 1.8112 | 40.5782 | 6.2401 | 68.1368 | 9.688 | 8.2303 | -2.6386 | 33.6346 | -0.66616 | 40.8832 | 6.0504
2108 | 6.1483 | -2.1999 | 13.066 | -7.4639 | 37.3416 | 1.8463 | 40.58 | 6.242 | 68.1534 | 9.732 | 8.2079 | -2.6611 | 33.6787 | -0.62197 | 40.967 | 6.1343
2109 | 6.1405 | -2.2013 | 13.0676 | -7.4635 | 37.3819 | 1.8813 | 40.5818 | 6.2439 | 68.1729 | 9.7761 | 8.1854 | -2.6835 | 33.5911 | -0.7094 | 40.9482 | 6.1155
2110 | 6.1338 | -2.2027 | 13.0692 | -7.4631 | 37.4299 | 1.9164 | 40.5836 | 6.2458 | 68.2013 | 9.8202 | 8.1629 | -2.706 | 33.5028 | -0.7976 | 41.0504 | 6.2177
2111 | 6.1272 | -2.2041 | 13.0708 | -7.4627 | 37.478 | 1.9514 | 40.5854 | 6.2477 | 68.2298 | 9.8643 | 8.1404 | -2.7285 | 33.5356 | -0.76468 | 41.036 | 6.2033
2112 | 6.1205 | -2.2054 | 13.0725 | -7.4623 | 37.526 | 1.9865 | 40.5872 | 6.2496 | 68.2583 | 9.9084 | 8.118 | -2.751 | 33.4739 | -0.82624 | 41.015 | 6.1823
2113 | 6.1139 | -2.2174 | 13.0787 | -7.4476 | 37.5741 | 2.0501 | 40.6007 | 6.2632 | 68.2867 | 9.9188 | 8.0929 | -2.7761 | 33.4576 | -0.84241 | 40.9761 | 6.1433
2114 | 6.1072 | -2.2294 | 13.0934 | -7.4329 | 37.6221 | 2.1137 | 40.6142 | 6.2768 | 68.3152 | 9.9293 | 8.0677 | -2.8012 | 33.3736 | -0.92627 | 41.0099 | 6.1772
2115 | 6.0985 | -2.2414 | 13.108 | -7.4182 | 37.669 | 2.1773 | 40.6277 | 6.2904 | 68.3406 | 9.9398 | 8.0426 | -2.8263 | 33.394 | -0.90574 | 40.9195 | 6.0868
2116 | 6.0831 | -2.2534 | 13.1227 | -7.4035 | 37.7122 | 2.2409 | 40.6412 | 6.304 | 68.3561 | 9.9503 | 8.0175 | -2.8514 | 33.3683 | -0.93127 | 40.9046 | 6.0719
2117 | 6.0678 | -2.2654 | 13.1374 | -7.3888 | 37.7554 | 2.3046 | 40.6548 | 6.3177 | 68.3716 | 9.9608 | 7.9924 | -2.8766 | 33.3702 | -0.92927 | 40.9063 | 6.0736
2118 | 6.0524 | -2.2774 | 13.1521 | -7.3741 | 37.7986 | 2.3682 | 40.6683 | 6.3313 | 68.3871 | 9.9712 | 7.9673 | -2.9017 | 33.3148 | -0.98453 | 40.8794 | 6.0468
2119 | 6.037 | -2.2959 | 13.1671 | -7.3568 | 37.8417 | 2.3878 | 40.723 | 6.3862 | 68.4027 | 9.993 | 7.9239 | -2.945 | 33.2998 | -0.99944 | 40.7684 | 5.9358
2120 | 6.0217 | -2.3143 | 13.1826 | -7.3395 | 37.8849 | 2.4074 | 40.7778 | 6.441 | 68.4182 | 10.0148 | 7.8806 | -2.9883 | 33.3122 | -0.98688 | 40.6892 | 5.8566
2121 | 6.0074 | -2.3328 | 13.1982 | -7.3221 | 37.9224 | 2.4271 | 40.8326 | 6.4959 | 68.4329 | 10.0366 | 7.8373 | -3.0317 | 33.2723 | -1.0267 | 40.7026 | 5.8699
2122 | 5.997 | -2.3513 | 13.2138 | -7.3048 | 37.941 | 2.4467 | 40.8874 | 6.5508 | 68.4449 | 10.0584 | 7.7939 | -3.075 | 33.3286 | -0.97027 | 40.7053 | 5.8727
2123 | 5.9865 | -2.3697 | 13.2294 | -7.2875 | 37.9597 | 2.4663 | 40.9421 | 6.6057 | 68.4568 | 10.0802 | 7.7506 | -3.1183 | 33.3424 | -0.95631 | 40.6437 | 5.8111
2124 | 5.976 | -2.3882 | 13.2449 | -7.2702 | 37.9783 | 2.486 | 40.9969 | 6.6606 | 68.4688 | 10.102 | 7.7073 | -3.1617 | 33.3191 | -0.97951 | 40.525 | 5.6924
2125 | 5.9655 | -2.3886 | 13.256 | -7.2663 | 37.9969 | 2.5038 | 41.0048 | 6.6685 | 68.4808 | 10.1028 | 7.7158 | -3.1531 | 33.3609 | -0.93754 | 40.5735 | 5.7409
2126 | 5.955 | -2.3889 | 13.2588 | -7.2623 | 38.0156 | 2.5216 | 41.0127 | 6.6765 | 68.4927 | 10.1037 | 7.7243 | -3.1446 | 33.379 | -0.91934 | 40.3976 | 5.565
2127 | 5.943 | -2.3892 | 13.2616 | -7.2584 | 38.0288 | 2.5394 | 41.0206 | 6.6845 | 68.5021 | 10.1046 | 7.7329 | -3.1361 | 33.4969 | -0.80126 | 40.2696 | 5.437
2128 | 5.9259 | -2.3896 | 13.2644 | -7.2545 | 38.0236 | 2.5571 | 41.0285 | 6.6925 | 68.5026 | 10.1055 | 7.7414 | -3.1275 | 33.491 | -0.80705 | 40.3378 | 5.5053
2129 | 5.9088 | -2.3899 | 13.2672 | -7.2506 | 38.0184 | 2.5749 | 41.0364 | 6.7005 | 68.5031 | 10.1064 | 7.7499 | -3.119 | 33.4944 | -0.80351 | 40.2822 | 5.4497
2130 | 5.8918 | -2.3903 | 13.27 | -7.2467 | 38.0133 | 2.5927 | 41.0443 | 6.7085 | 68.5037 | 10.1072 | 7.7585 | -3.1105 | 33.5686 | -0.72923 | 40.2091 | 5.3766
2131 | 5.8747 | -2.426 | 13.2707 | -7.2502 | 38.0081 | 2.5612 | 41.0564 | 6.7208 | 68.5042 | 10.1077 | 7.7713 | -3.0976 | 33.6235 | -0.67423 | 40.1422 | 5.3096
2132 | 5.8576 | -2.4616 | 13.2677 | -7.2537 | 38.003 | 2.5297 | 41.0686 | 6.7331 | 68.5047 | 10.1082 | 7.7842 | -3.0848 | 33.7045 | -0.59309 | 40.1451 | 5.3125
2133 | 5.838 | -2.4973 | 13.2647 | -7.2571 | 37.9878 | 2.4982 | 41.0808 | 6.7453 | 68.5054 | 10.1086 | 7.797 | -3.0719 | 33.6705 | -0.62693 | 40.0449 | 5.2124
2134 | 5.8094 | -2.533 | 13.2617 | -7.2606 | 37.9379 | 2.4667 | 41.0929 | 6.7576 | 68.5065 | 10.1091 | 7.8099 | -3.0591 | 33.7477 | -0.54962 | 39.9935 | 5.161
2135 | 5.7808 | -2.5686 | 13.2587 | -7.264 | 37.8879 | 2.4352 | 41.1051 | 6.7699 | 68.5077 | 10.1096 | 7.8227 | -3.0462 | 33.8496 | -0.44757 | 39.9853 | 5.1528
2136 | 5.7522 | -2.6043 | 13.2556 | -7.2675 | 37.838 | 2.4036 | 41.1172 | 6.7821 | 68.5088 | 10.1101 | 7.8356 | -3.0333 | 33.89 | -0.40707 | 39.9328 | 5.1003
2137 | 5.7236 | -2.6238 | 13.2547 | -7.264 | 37.788 | 2.3327 | 41.1036 | 6.7686 | 68.51 | 10.1123 | 7.8687 | -3.0002 | 33.9422 | -0.35473 | 39.9476 | 5.1151
2138 | 5.695 | -2.6434 | 13.2574 | -7.2604 | 37.7381 | 2.2617 | 41.09 | 6.7551 | 68.5111 | 10.1146 | 7.9019 | -2.967 | 33.9954 | -0.30136 | 39.963 | 5.1305
2139 | 5.6699 | -2.6629 | 13.2602 | -7.2569 | 37.6879 | 2.1907 | 41.0764 | 6.7416 | 68.5149 | 10.1169 | 7.9351 | -2.9339 | 34.0933 | -0.20338 | 39.9987 | 5.1663
2140 | 5.6569 | -2.6824 | 13.2629 | -7.2534 | 37.6368 | 2.1198 | 41.0628 | 6.7281 | 68.5283 | 10.1192 | 7.9682 | -2.9007 | 34.1136 | -0.18298 | 39.9691 | 5.1366
2141 | 5.6439 | -2.702 | 13.2656 | -7.2498 | 37.5857 | 2.0488 | 41.0492 | 6.7146 | 68.5417 | 10.1215 | 8.0014 | -2.8676 | 34.1641 | -0.13234 | 39.975 | 5.1426
2142 | 5.6309 | -2.7215 | 13.2684 | -7.2463 | 37.5346 | 1.9778 | 41.0356 | 6.7011 | 68.5551 | 10.1238 | 8.0345 | -2.8344 | 34.1972 | -0.099143 | 39.9297 | 5.0972
2143 | 5.6179 | -2.7261 | 13.2706 | -7.2472 | 37.4835 | 1.95 | 41.0351 | 6.7007 | 68.5685 | 10.1503 | 8.0562 | -2.8127 | 34.2353 | -0.060843 | 39.8528 | 5.0204
2144 | 5.605 | -2.7306 | 13.2718 | -7.2482 | 37.4324 | 1.9222 | 41.0346 | 6.7004 | 68.5819 | 10.1769 | 8.0779 | -2.791 | 34.2677 | -0.02834 | 39.9747 | 5.1422
2145 | 5.5964 | -2.7352 | 13.2729 | -7.2491 | 37.3833 | 1.8944 | 41.0342 | 6.7 | 68.5932 | 10.2035 | 8.0997 | -2.7693 | 34.3679 | 0.071968 | 40.0375 | 5.2051
2146 | 5.6042 | -2.7398 | 13.2741 | -7.25 | 37.3416 | 1.8666 | 41.0337 | 6.6996 | 68.5969 | 10.23 | 8.1214 | -2.7475 | 34.3831 | 0.087316 | 39.9098 | 5.0774
2147 | 5.612 | -2.7443 | 13.2753 | -7.2509 | 37.2998 | 1.8388 | 41.0332 | 6.6993 | 68.6007 | 10.2566 | 8.1431 | -2.7258 | 34.3923 | 0.09664 | 39.958 | 5.1256
2148 | 5.6198 | -2.7489 | 13.2765 | -7.2518 | 37.2581 | 1.8111 | 41.0327 | 6.6989 | 68.6044 | 10.2832 | 8.1648 | -2.7041 | 34.4156 | 0.12008 | 39.9372 | 5.1048
2149 | 5.6276 | -2.726 | 13.285 | -7.2302 | 37.2163 | 1.7536 | 40.9867 | 6.653 | 68.6081 | 10.261 | 8.1803 | -2.6886 | 34.438 | 0.14263 | 39.9922 | 5.1598
2150 | 5.6354 | -2.7031 | 13.3065 | -7.2086 | 37.1746 | 1.6961 | 40.9407 | 6.6071 | 68.6119 | 10.2388 | 8.1959 | -2.673 | 34.4323 | 0.137 | 40.0506 | 5.2182
2151 | 5.6494 | -2.6802 | 13.3281 | -7.187 | 37.1338 | 1.6386 | 40.8947 | 6.5612 | 68.6121 | 10.2166 | 8.2114 | -2.6575 | 34.4947 | 0.19951 | 40.0781 | 5.2457
2152 | 5.6865 | -2.6573 | 13.3496 | -7.1654 | 37.097 | 1.5811 | 40.8487 | 6.5153 | 68.5992 | 10.1944 | 8.227 | -2.6419 | 34.4737 | 0.17869 | 39.9894 | 5.1571
2153 | 5.7236 | -2.6344 | 13.3712 | -7.1438 | 37.0601 | 1.5236 | 40.8027 | 6.4693 | 68.5863 | 10.1722 | 8.2425 | -2.6264 | 34.4809 | 0.18595 | 40.0741 | 5.2417
2154 | 5.7607 | -2.6116 | 13.3927 | -7.1222 | 37.0232 | 1.4661 | 40.7567 | 6.4234 | 68.5734 | 10.1501 | 8.2581 | -2.6108 | 34.5073 | 0.21251 | 40.1119 | 5.2795
2155 | 5.7978 | -2.5573 | 13.4142 | -7.0982 | 36.9863 | 1.4532 | 40.7801 | 6.447 | 68.5604 | 10.1481 | 8.2457 | -2.6232 | 34.4785 | 0.18388 | 40.2045 | 5.3722
2156 | 5.835 | -2.503 | 13.4355 | -7.0742 | 36.9494 | 1.4403 | 40.8035 | 6.4705 | 68.5475 | 10.1462 | 8.2334 | -2.6355 | 34.4401 | 0.14558 | 40.2212 | 5.3888
2157 | 5.8727 | -2.4487 | 13.4567 | -7.0502 | 36.9197 | 1.4274 | 40.8269 | 6.494 | 68.5353 | 10.1442 | 8.221 | -2.6479 | 34.4311 | 0.13666 | 40.3212 | 5.4888
2158 | 5.9127 | -2.3944 | 13.478 | -7.0261 | 36.9177 | 1.4145 | 40.8504 | 6.5176 | 68.526 | 10.1423 | 8.2086 | -2.6603 | 34.4248 | 0.1305 | 40.2327 | 5.4004
2159 | 5.9527 | -2.34 | 13.4993 | -7.0021 | 36.9158 | 1.4016 | 40.8738 | 6.5411 | 68.5167 | 10.1403 | 8.1963 | -2.6726 | 34.4192 | 0.12509 | 40.221 | 5.3887
2160 | 5.9927 | -2.2857 | 13.5206 | -6.9781 | 36.9139 | 1.3886 | 40.8972 | 6.5646 | 68.5074 | 10.1384 | 8.1839 | -2.685 | 34.341 | 0.04695 | 40.2793 | 5.447
2161 | 6.0327 | -2.2612 | 13.534 | -6.9768 | 36.912 | 1.3996 | 40.9109 | 6.5784 | 68.4982 | 10.1211 | 8.1656 | -2.7033 | 34.3271 | 0.033169 | 40.4175 | 5.5852
2162 | 6.0727 | -2.2367 | 13.5336 | -6.9755 | 36.91 | 1.4106 | 40.9247 | 6.5923 | 68.4889 | 10.1037 | 8.1473 | -2.7216 | 34.2267 | -0.067027 | 40.4738 | 5.6415
2163 | 6.1097 | -2.2122 | 13.5332 | -6.9742 | 36.9126 | 1.4216 | 40.9384 | 6.6061 | 68.4801 | 10.0864 | 8.1289 | -2.74 | 34.2733 | -0.020326 | 40.4181 | 5.5858
2164 | 6.1344 | -2.1877 | 13.5327 | -6.9728 | 36.9331 | 1.4325 | 40.9521 | 6.6199 | 68.4736 | 10.0691 | 8.1106 | -2.7583 | 34.2133 | -0.080223 | 40.5091 | 5.6768
2165 | 6.1591 | -2.1631 | 13.5323 | -6.9715 | 36.9536 | 1.4435 | 40.9658 | 6.6338 | 68.4671 | 10.0517 | 8.0923 | -2.7766 | 34.1243 | -0.1691 | 40.459 | 5.6268
2166 | 6.1838 | -2.1386 | 13.5319 | -6.9702 | 36.9741 | 1.4545 | 40.9795 | 6.6476 | 68.4606 | 10.0344 | 8.074 | -2.7949 | 34.1303 | -0.16298 | 40.6205 | 5.7883
2167 | 6.2085 | -2.1129 | 13.5268 | -6.9823 | 36.9946 | 1.4862 | 40.9822 | 6.6503 | 68.4541 | 10.0406 | 8.068 | -2.8009 | 34.0669 | -0.22622 | 40.5592 | 5.727
2168 | 6.2332 | -2.0871 | 13.5135 | -6.9945 | 37.0151 | 1.5179 | 40.9848 | 6.653 | 68.4476 | 10.0468 | 8.0621 | -2.8068 | 34.0657 | -0.22732 | 40.6779 | 5.8457
2169 | 6.2559 | -2.0614 | 13.5002 | -7.0066 | 37.0375 | 1.5496 | 40.9874 | 6.6557 | 68.4382 | 10.0529 | 8.0562 | -2.8127 | 34.0317 | -0.26119 | 40.7763 | 5.944
2170 | 6.2701 | -2.0356 | 13.4869 | -7.0188 | 37.0677 | 1.5813 | 40.99 | 6.6584 | 68.4168 | 10.0591 | 8.0502 | -2.8187 | 33.973 | -0.31976 | 40.7233 | 5.8911
2171 | 6.2844 | -2.0099 | 13.4736 | -7.0309 | 37.098 | 1.613 | 40.9926 | 6.6612 | 68.3954 | 10.0653 | 8.0443 | -2.8246 | 33.9417 | -0.35089 | 40.7415 | 5.9093
2172 | 6.2987 | -1.9842 | 13.4603 | -7.043 | 37.1282 | 1.6447 | 40.9952 | 6.6639 | 68.3741 | 10.0715 | 8.0383 | -2.8306 | 33.9342 | -0.35827 | 40.8476 | 6.0153
2173 | 6.313 | -1.982 | 13.4439 | -7.0632 | 37.1584 | 1.6736 | 40.9971 | 6.6658 | 68.3527 | 10.0192 | 8.0243 | -2.8446 | 33.9157 | -0.3767 | 40.815 | 5.9828
2174 | 6.3273 | -1.9799 | 13.4221 | -7.0834 | 37.1886 | 1.7024 | 40.9989 | 6.6678 | 68.3313 | 9.9669 | 8.0104 | -2.8586 | 33.8827 | -0.40956 | 40.9045 | 6.0723
2175 | 6.3355 | -1.9778 | 13.4003 | -7.1036 | 37.2198 | 1.7313 | 41.0008 | 6.6698 | 68.3066 | 9.9146 | 7.9964 | -2.8725 | 33.849 | -0.44312 | 40.9248 | 6.0926
2176 | 6.3173 | -1.9757 | 13.3785 | -7.1238 | 37.2554 | 1.7601 | 41.0027 | 6.6718 | 68.2674 | 9.8623 | 7.9824 | -2.8865 | 33.7825 | -0.50946 | 40.9906 | 6.1584
2177 | 6.2992 | -1.9736 | 13.3567 | -7.144 | 37.291 | 1.789 | 41.0046 | 6.6738 | 68.2282 | 9.81 | 7.9684 | -2.9005 | 33.7819 | -0.50994 | 40.8615 | 6.0293
2178 | 6.281 | -1.9715 | 13.3349 | -7.1642 | 37.3266 | 1.8178 | 41.0064 | 6.6757 | 68.189 | 9.7577 | 7.9544 | -2.9145 | 33.7512 | -0.5406 | 40.8973 | 6.0651
2179 | 6.2629 | -2.0117 | 13.3104 | -7.1966 | 37.3622 | 1.8614 | 40.9929 | 6.6623 | 68.1498 | 9.7337 | 7.953 | -2.9159 | 33.7104 | -0.58127 | 40.9567 | 6.1246
2180 | 6.2448 | -2.0519 | 13.2811 | -7.2289 | 37.3978 | 1.905 | 40.9794 | 6.6489 | 68.1106 | 9.7097 | 7.9516 | -2.9173 | 33.7576 | -0.53394 | 41.0105 | 6.1783
2181 | 6.2245 | -2.0921 | 13.2518 | -7.2612 | 37.4332 | 1.9485 | 40.9659 | 6.6355 | 68.0764 | 9.6857 | 7.9502 | -2.9186 | 33.6459 | -0.64546 | 40.8788 | 6.0466
2182 | 6.1949 | -2.1323 | 13.2225 | -7.2936 | 37.4673 | 1.9921 | 40.9523 | 6.6221 | 68.0643 | 9.6617 | 7.9489 | -2.92 | 33.7108 | -0.58047 | 41.0046 | 6.1724
2183 | 6.1654 | -2.1725 | 13.1932 | -7.3259 | 37.5013 | 2.0357 | 40.9388 | 6.6086 | 68.0522 | 9.6377 | 7.9475 | -2.9214 | 33.6925 | -0.5986 | 41.086 | 6.2539
2184 | 6.1358 | -2.2127 | 13.1639 | -7.3582 | 37.5354 | 2.0793 | 40.9253 | 6.5952 | 68.04 | 9.6137 | 7.9461 | -2.9228 | 33.6529 | -0.63814 | 40.9199 | 6.0877
2185 | 6.1062 | -2.2295 | 13.1454 | -7.3589 | 37.5695 | 2.103 | 40.9278 | 6.5978 | 68.0279 | 9.6153 | 7.9214 | -2.9474 | 33.629 | -0.66188 | 40.8988 | 6.0667
2186 | 6.0766 | -2.2462 | 13.1457 | -7.3596 | 37.6036 | 2.1267 | 40.9303 | 6.6005 | 68.0158 | 9.617 | 7.8968 | -2.9721 | 33.6278 | -0.66298 | 40.792 | 5.9599
2187 | 6.049 | -2.2629 | 13.146 | -7.3602 | 37.6358 | 2.1504 | 40.9328 | 6.6031 | 68.0102 | 9.6186 | 7.8721 | -2.9967 | 33.5738 | -0.71682 | 40.8369 | 6.0048
2188 | 6.0302 | -2.2797 | 13.1463 | -7.3609 | 37.6595 | 2.1741 | 40.9353 | 6.6057 | 68.0345 | 9.6203 | 7.8475 | -3.0214 | 33.6683 | -0.62221 | 40.8824 | 6.0503
2189 | 6.0114 | -2.2964 | 13.1466 | -7.3616 | 37.6832 | 2.1978 | 40.9378 | 6.6083 | 68.0589 | 9.6219 | 7.8228 | -3.046 | 33.5947 | -0.69569 | 40.7772 | 5.9451
2190 | 5.9927 | -2.3131 | 13.1469 | -7.3622 | 37.7069 | 2.2215 | 40.9403 | 6.6109 | 68.0832 | 9.6236 | 7.7982 | -3.0707 | 33.592 | -0.69828 | 40.6866 | 5.8545
2191 | 5.9739 | -2.3334 | 13.1514 | -7.3508 | 37.7306 | 2.2455 | 40.969 | 6.6396 | 68.1076 | 9.6738 | 7.7893 | -3.0796 | 33.5713 | -0.71878 | 40.6856 | 5.8535
2192 | 5.9551 | -2.3536 | 13.1631 | -7.3393 | 37.7543 | 2.2695 | 40.9976 | 6.6684 | 68.1319 | 9.724 | 7.7804 | -3.0884 | 33.6336 | -0.65638 | 40.5991 | 5.767
2193 | 5.9362 | -2.3738 | 13.1748 | -7.3278 | 37.7764 | 2.2935 | 41.0262 | 6.6971 | 68.1597 | 9.7742 | 7.7716 | -3.0973 | 33.5984 | -0.69144 | 40.4861 | 5.6541
2194 | 5.9169 | -2.394 | 13.1866 | -7.3164 | 37.7911 | 2.3175 | 41.0549 | 6.7259 | 68.204 | 9.8244 | 7.7627 | -3.1062 | 33.503 | -0.78675 | 40.5059 | 5.6738
2195 | 5.8976 | -2.4142 | 13.1983 | -7.3049 | 37.8057 | 2.3415 | 41.0835 | 6.7546 | 68.2483 | 9.8747 | 7.7538 | -3.1151 | 33.5245 | -0.76513 | 40.4392 | 5.6071
2196 | 5.8783 | -2.4344 | 13.21 | -7.2934 | 37.8203 | 2.3655 | 41.1121 | 6.7834 | 68.2925 | 9.9249 | 7.7449 | -3.1239 | 33.556 | -0.73355 | 40.2936 | 5.4615
2197 | 5.859 | -2.4519 | 13.2233 | -7.2765 | 37.835 | 2.37 | 41.094 | 6.7653 | 68.3368 | 9.9629 | 7.7387 | -3.1302 | 33.5507 | -0.73867 | 40.2867 | 5.4547
2198 | 5.8397 | -2.4693 | 13.2392 | -7.2596 | 37.8496 | 2.3745 | 41.0759 | 6.7473 | 68.3811 | 10.0009 | 7.7324 | -3.1365 | 33.5678 | -0.72142 | 40.139 | 5.307
2199 | 5.8219 | -2.4867 | 13.2552 | -7.2426 | 37.8608 | 2.3789 | 41.0577 | 6.7293 | 68.4236 | 10.0389 | 7.7261 | -3.1427 | 33.6554 | -0.63377 | 40.0857 | 5.2537
2200 | 5.811 | -2.5041 | 13.2711 | -7.2257 | 37.8547 | 2.3834 | 41.0396 | 6.7112 | 68.457 | 10.0768 | 7.7199 | -3.149 | 33.6499 | -0.63908 | 40.1872 | 5.3552
2201 | 5.8002 | -2.5216 | 13.287 | -7.2088 | 37.8486 | 2.3879 | 41.0214 | 6.6932 | 68.4905 | 10.1148 | 7.7136 | -3.1552 | 33.6831 | -0.60582 | 40.0089 | 5.1769
2202 | 5.7893 | -2.539 | 13.3029 | -7.1918 | 37.8425 | 2.3923 | 41.0033 | 6.6752 | 68.524 | 10.1528 | 7.7074 | -3.1615 | 33.611 | -0.6778 | 39.9214 | 5.0894
2203 | 5.7785 | -2.5416 | 13.316 | -7.1815 | 37.8365 | 2.3748 | 41.0012 | 6.6732 | 68.5574 | 10.1816 | 7.6984 | -3.1705 | 33.69 | -0.59862 | 39.963 | 5.131
2204 | 5.7676 | -2.5443 | 13.3241 | -7.1711 | 37.8304 | 2.3573 | 40.9992 | 6.6713 | 68.5909 | 10.2104 | 7.6895 | -3.1794 | 33.7606 | -0.52789 | 39.8912 | 5.0592
2205 | 5.7561 | -2.5469 | 13.3323 | -7.1608 | 37.8189 | 2.3397 | 40.9971 | 6.6693 | 68.6241 | 10.2392 | 7.6805 | -3.1883 | 33.7223 | -0.5661 | 39.8445 | 5.0126
2206 | 5.7414 | -2.5496 | 13.3404 | -7.1504 | 37.7795 | 2.3222 | 40.9951 | 6.6674 | 68.6556 | 10.268 | 7.6716 | -3.1973 | 33.7829 | -0.50534 | 39.9007 | 5.0687
2207 | 5.7267 | -2.5522 | 13.3485 | -7.14 | 37.7401 | 2.3047 | 40.993 | 6.6654 | 68.687 | 10.2967 | 7.6626 | -3.2062 | 33.8332 | -0.45493 | 39.7518 | 4.9198
2208 | 5.7119 | -2.5549 | 13.3566 | -7.1297 | 37.7008 | 2.2872 | 40.991 | 6.6635 | 68.7185 | 10.3255 | 7.6537 | -3.2152 | 33.8088 | -0.47917 | 39.7101 | 4.8781
2209 | 5.6972 | -2.5822 | 13.3587 | -7.1375 | 37.6614 | 2.2238 | 40.9606 | 6.6332 | 68.75 | 10.3604 | 7.6744 | -3.1944 | 33.8903 | -0.39759 | 39.7672 | 4.9353
2210 | 5.6825 | -2.6096 | 13.3505 | -7.1453 | 37.622 | 2.1605 | 40.9303 | 6.603 | 68.7815 | 10.3952 | 7.6952 | -3.1737 | 33.8593 | -0.42847 | 39.6925 | 4.8606
2211 | 5.6675 | -2.6369 | 13.3422 | -7.153 | 37.5798 | 2.0971 | 40.8999 | 6.5728 | 68.8095 | 10.4301 | 7.716 | -3.1529 | 33.8326 | -0.45501 | 39.6622 | 4.8303
2212 | 5.6514 | -2.6642 | 13.3339 | -7.1608 | 37.5221 | 2.0338 | 40.8696 | 6.5425 | 68.8187 | 10.465 | 7.7367 | -3.1322 | 33.927 | -0.36047 | 39.7487 | 4.9168
2213 | 5.6353 | -2.6916 | 13.3257 | -7.1686 | 37.4644 | 1.9704 | 40.8392 | 6.5123 | 68.8278 | 10.4998 | 7.7575 | -3.1114 | 33.9291 | -0.35831 | 39.7938 | 4.9619
2214 | 5.6192 | -2.7189 | 13.3174 | -7.1764 | 37.4067 | 1.907 | 40.8089 | 6.482 | 68.837 | 10.5347 | 7.7782 | -3.0906 | 34.0292 | -0.25805 | 39.779 | 4.9471
2215 | 5.6031 | -2.7217 | 13.309 | -7.1858 | 37.349 | 1.8559 | 40.7859 | 6.4591 | 68.8462 | 10.5158 | 7.8006 | -3.0682 | 34.0428 | -0.24436 | 39.7816 | 4.9497
2216 | 5.587 | -2.7245 | 13.3003 | -7.1952 | 37.2913 | 1.8048 | 40.7629 | 6.4362 | 68.8554 | 10.4968 | 7.823 | -3.0459 | 34.004 | -0.283 | 39.6373 | 4.8054
2217 | 5.5742 | -2.7272 | 13.2917 | -7.2047 | 37.2349 | 1.7537 | 40.7399 | 6.4133 | 68.8623 | 10.4779 | 7.8454 | -3.0235 | 34.1167 | -0.1702 | 39.8695 | 5.0377
2218 | 5.5799 | -2.73 | 13.283 | -7.2141 | 37.1861 | 1.7026 | 40.7169 | 6.3904 | 68.8566 | 10.459 | 7.8678 | -3.0011 | 34.0852 | -0.20161 | 39.8441 | 5.0123
2219 | 5.5855 | -2.7328 | 13.2744 | -7.2235 | 37.1373 | 1.6515 | 40.6938 | 6.3675 | 68.851 | 10.44 | 7.8902 | -2.9787 | 34.1773 | -0.10934 | 39.8922 | 5.0603
2220 | 5.5912 | -2.7356 | 13.2657 | -7.2329 | 37.0885 | 1.6004 | 40.6708 | 6.3446 | 68.8453 | 10.4211 | 7.9126 | -2.9563 | 34.155 | -0.13156 | 39.8656 | 5.0337
2221 | 5.5968 | -2.7198 | 13.2606 | -7.232 | 37.0397 | 1.5544 | 40.6606 | 6.3345 | 68.8396 | 10.4304 | 7.9294 | -2.9395 | 34.1603 | -0.12605 | 39.982 | 5.1502
2222 | 5.6024 | -2.704 | 13.2615 | -7.231 | 36.9909 | 1.5085 | 40.6504 | 6.3244 | 68.8339 | 10.4398 | 7.9461 | -2.9227 | 34.1668 | -0.1195 | 40.0941 | 5.2623
2223 | 5.6096 | -2.6882 | 13.2624 | -7.2301 | 36.9447 | 1.4626 | 40.6402 | 6.3143 | 68.8276 | 10.4491 | 7.9629 | -2.906 | 34.2014 | -0.084791 | 40.1051 | 5.2733
2224 | 5.6255 | -2.6724 | 13.2633 | -7.2292 | 36.9133 | 1.4166 | 40.63 | 6.3042 | 68.8178 | 10.4584 | 7.9797 | -2.8892 | 34.2021 | -0.083897 | 40.0845 | 5.2526
2225 | 5.6414 | -2.6566 | 13.2643 | -7.2282 | 36.882 | 1.3707 | 40.6197 | 6.294 | 68.808 | 10.4678 | 7.9965 | -2.8724 | 34.1556 | -0.13033 | 40.2792 | 5.4473
2226 | 5.6573 | -2.6408 | 13.2652 | -7.2273 | 36.8507 | 1.3248 | 40.6095 | 6.2839 | 68.7982 | 10.4771 | 8.0132 | -2.8556 | 34.1305 | -0.15531 | 40.1573 | 5.3255
2227 | 5.6732 | -2.6239 | 13.2676 | -7.2235 | 36.8193 | 1.3098 | 40.6337 | 6.3082 | 68.7883 | 10.4466 | 8.0172 | -2.8517 | 34.1801 | -0.1055 | 40.1406 | 5.3088
2228 | 5.6891 | -2.607 | 13.2726 | -7.2198 | 36.788 | 1.2949 | 40.6579 | 6.3325 | 68.7785 | 10.416 | 8.0211 | -2.8478 | 34.1398 | -0.14576 | 40.2512 | 5.4194
2229 | 5.7081 | -2.5902 | 13.2777 | -7.216 | 36.7618 | 1.2799 | 40.6821 | 6.3568 | 68.7635 | 10.3854 | 8.0251 | -2.8438 | 34.0987 | -0.18668 | 40.2959 | 5.4641
2230 | 5.7458 | -2.5733 | 13.2827 | -7.2123 | 36.7665 | 1.265 | 40.7063 | 6.3811 | 68.7172 | 10.3548 | 8.029 | -2.8399 | 34.1426 | -0.14271 | 40.3911 | 5.5593
2231 | 5.7834 | -2.5565 | 13.2877 | -7.2085 | 36.7712 | 1.2501 | 40.7305 | 6.4054 | 68.6709 | 10.3243 | 8.0329 | -2.8359 | 34.1297 | -0.15548 | 40.4674 | 5.6356
2232 | 5.821 | -2.5396 | 13.2927 | -7.2048 | 36.7759 | 1.2351 | 40.7546 | 6.4297 | 68.6246 | 10.2937 | 8.0369 | -2.832 | 34.0475 | -0.23753 | 40.4462 | 5.6144
2233 | 5.8586 | -2.4783 | 13.3024 | -7.1859 | 36.7806 | 1.2617 | 40.7762 | 6.4514 | 68.5783 | 10.2305 | 8.0071 | -2.8617 | 34.0303 | -0.25461 | 40.5113 | 5.6795
2234 | 5.8963 | -2.417 | 13.3199 | -7.167 | 36.7853 | 1.2883 | 40.7978 | 6.4731 | 68.532 | 10.1673 | 7.9774 | -2.8914 | 33.9538 | -0.331 | 40.5538 | 5.7221
2235 | 5.9347 | -2.3557 | 13.3375 | -7.1481 | 36.7964 | 1.3149 | 40.8194 | 6.4948 | 68.4862 | 10.104 | 7.9477 | -2.9212 | 33.9591 | -0.32561 | 40.635 | 5.8033
2236 | 5.978 | -2.2944 | 13.355 | -7.1292 | 36.8476 | 1.3415 | 40.841 | 6.5165 | 68.4437 | 10.0408 | 7.918 | -2.9509 | 33.9289 | -0.35564 | 40.4539 | 5.6222
2237 | 6.0214 | -2.2331 | 13.3725 | -7.1104 | 36.8989 | 1.3681 | 40.8626 | 6.5382 | 68.4012 | 9.9776 | 7.8882 | -2.9806 | 33.9142 | -0.37025 | 40.5583 | 5.7266
2238 | 6.0648 | -2.1718 | 13.3901 | -7.0915 | 36.9501 | 1.3947 | 40.8842 | 6.5599 | 68.3587 | 9.9144 | 7.8585 | -3.0104 | 33.8302 | -0.45404 | 40.5854 | 5.7537
2239 | 6.1081 | -2.1473 | 13.4037 | -7.0824 | 37.0013 | 1.4732 | 40.9096 | 6.5855 | 68.3162 | 9.895 | 7.8235 | -3.0453 | 33.831 | -0.45322 | 40.6363 | 5.8045
2240 | 6.1515 | -2.1227 | 13.4107 | -7.0733 | 37.0525 | 1.5517 | 40.9351 | 6.611 | 68.2737 | 9.8755 | 7.7885 | -3.0803 | 33.8001 | -0.48391 | 40.8079 | 5.9762
2241 | 6.1915 | -2.0981 | 13.4177 | -7.0642 | 37.1049 | 1.6301 | 40.9605 | 6.6365 | 68.2348 | 9.856 | 7.7536 | -3.1153 | 33.7707 | -0.51319 | 40.5762 | 5.7445
2242 | 6.2097 | -2.0735 | 13.4248 | -7.0551 | 37.1647 | 1.7086 | 40.9859 | 6.6621 | 68.2193 | 9.8366 | 7.7186 | -3.1503 | 33.7532 | -0.53063 | 40.6416 | 5.8099
2243 | 6.2279 | -2.0489 | 13.4318 | -7.046 | 37.2246 | 1.7871 | 41.0113 | 6.6876 | 68.2039 | 9.8171 | 7.6836 | -3.1852 | 33.7191 | -0.56454 | 40.7768 | 5.9451
2244 | 6.2461 | -2.0243 | 13.4388 | -7.037 | 37.2844 | 1.8656 | 41.0367 | 6.7131 | 68.1884 | 9.7976 | 7.6486 | -3.2202 | 33.6792 | -0.60434 | 40.6921 | 5.8605
2245 | 6.2644 | -2.0122 | 13.4399 | -7.0446 | 37.3443 | 1.9054 | 41.056 | 6.7325 | 68.1729 | 9.7869 | 7.6296 | -3.2393 | 33.7126 | -0.57087 | 40.7797 | 5.9481
2246 | 6.2826 | -2.0001 | 13.4311 | -7.0522 | 37.4041 | 1.9453 | 41.0753 | 6.7519 | 68.1574 | 9.7761 | 7.6105 | -3.2583 | 33.6798 | -0.60352 | 40.6819 | 5.8503
2247 | 6.298 | -1.988 | 13.4223 | -7.0599 | 37.4615 | 1.9851 | 41.0945 | 6.7712 | 68.146 | 9.7654 | 7.5914 | -3.2774 | 33.7299 | -0.5533 | 40.6742 | 5.8425
2248 | 6.2942 | -1.9759 | 13.4135 | -7.0675 | 37.5025 | 2.0249 | 41.1138 | 6.7906 | 68.1623 | 9.7546 | 7.5724 | -3.2965 | 33.6575 | -0.62556 | 40.8268 | 5.9952
2249 | 6.2904 | -1.9637 | 13.4047 | -7.0752 | 37.5435 | 2.0648 | 41.1331 | 6.81 | 68.1785 | 9.7438 | 7.5533 | -3.3155 | 33.7102 | -0.57269 | 40.8903 | 6.0586
2250 | 6.2866 | -1.9516 | 13.3959 | -7.0828 | 37.5844 | 2.1046 | 41.1523 | 6.8294 | 68.1948 | 9.7331 | 7.5342 | -3.3346 | 33.6769 | -0.6059 | 40.7623 | 5.9307
2251 | 6.2828 | -1.9719 | 13.3848 | -7.0984 | 37.6254 | 2.1471 | 41.1484 | 6.8255 | 68.2111 | 9.7791 | 7.5435 | -3.3254 | 33.6237 | -0.65899 | 40.8061 | 5.9745
2252 | 6.279 | -1.9921 | 13.3698 | -7.1141 | 37.6664 | 2.1896 | 41.1445 | 6.8217 | 68.2273 | 9.8251 | 7.5527 | -3.3161 | 33.6884 | -0.59414 | 40.7866 | 5.955
2253 | 6.2714 | -2.0123 | 13.3549 | -7.1297 | 37.7054 | 2.2321 | 41.1406 | 6.8179 | 68.2453 | 9.8711 | 7.562 | -3.3069 | 33.6474 | -0.63506 | 40.7329 | 5.9013
2254 | 6.2364 | -2.0325 | 13.3399 | -7.1453 | 37.7306 | 2.2747 | 41.1367 | 6.8141 | 68.2755 | 9.9171 | 7.5712 | -3.2976 | 33.723 | -0.55929 | 40.6624 | 5.8308
2255 | 6.2014 | -2.0528 | 13.3249 | -7.161 | 37.7558 | 2.3172 | 41.1327 | 6.8103 | 68.3058 | 9.9631 | 7.5804 | -3.2884 | 33.6553 | -0.62693 | 40.7287 | 5.8971
2256 | 6.1665 | -2.073 | 13.3099 | -7.1766 | 37.781 | 2.3597 | 41.1288 | 6.8065 | 68.336 | 10.0092 | 7.5897 | -3.2792 | 33.6944 | -0.58771 | 40.6895 | 5.8579
2257 | 6.1315 | -2.1231 | 13.2982 | -7.1829 | 37.8062 | 2.3665 | 41.1072 | 6.785 | 68.3662 | 10.0226 | 7.627 | -3.2418 | 33.7338 | -0.54818 | 40.6564 | 5.8248
2258 | 6.0965 | -2.1732 | 13.2917 | -7.1891 | 37.8315 | 2.3733 | 41.0857 | 6.7635 | 68.3964 | 10.0361 | 7.6643 | -3.2045 | 33.7083 | -0.57352 | 40.7329 | 5.9014
2259 | 6.0616 | -2.2233 | 13.2852 | -7.1954 | 37.853 | 2.38 | 41.0641 | 6.7421 | 68.4251 | 10.0495 | 7.7016 | -3.1672 | 33.6993 | -0.58242 | 40.5734 | 5.7419
2260 | 6.0275 | -2.2734 | 13.2787 | -7.2017 | 37.8471 | 2.3868 | 41.0425 | 6.7206 | 68.4426 | 10.063 | 7.739 | -3.1299 | 33.6935 | -0.58814 | 40.6309 | 5.7993
2261 | 5.9935 | -2.3235 | 13.2723 | -7.2079 | 37.8411 | 2.3936 | 41.0209 | 6.6991 | 68.4601 | 10.0764 | 7.7763 | -3.0925 | 33.7356 | -0.54585 | 40.5986 | 5.767
2262 | 5.9594 | -2.3737 | 13.2658 | -7.2142 | 37.8352 | 2.4004 | 40.9993 | 6.6776 | 68.4776 | 10.0899 | 7.8136 | -3.0552 | 33.6915 | -0.58989 | 40.5667 | 5.7351
2263 | 5.9253 | -2.3896 | 13.2602 | -7.2194 | 37.8293 | 2.3811 | 40.9648 | 6.6433 | 68.4951 | 10.1121 | 7.8211 | -3.0477 | 33.7677 | -0.5135 | 40.4853 | 5.6537
2264 | 5.8912 | -2.4055 | 13.2561 | -7.2246 | 37.8234 | 2.3617 | 40.9304 | 6.6089 | 68.5126 | 10.1344 | 7.8286 | -3.0403 | 33.7097 | -0.57145 | 40.457 | 5.6255
2265 | 5.8585 | -2.4214 | 13.252 | -7.2297 | 37.8173 | 2.3424 | 40.8959 | 6.5746 | 68.5305 | 10.1566 | 7.8361 | -3.0328 | 33.8105 | -0.47045 | 40.3083 | 5.4768
2266 | 5.8363 | -2.4373 | 13.2479 | -7.2349 | 37.81 | 2.323 | 40.8614 | 6.5402 | 68.551 | 10.1788 | 7.8435 | -3.0253 | 33.7375 | -0.54333 | 40.3657 | 5.5342
2267 | 5.8142 | -2.4532 | 13.2438 | -7.2401 | 37.8026 | 2.3037 | 40.827 | 6.5058 | 68.5715 | 10.2011 | 7.851 | -3.0178 | 33.8275 | -0.45325 | 40.2345 | 5.403
2268 | 5.792 | -2.4691 | 13.2398 | -7.2452 | 37.7953 | 2.2844 | 40.7925 | 6.4715 | 68.592 | 10.2233 | 7.8585 | -3.0104 | 33.8009 | -0.47976 | 40.2276 | 5.3961
2269 | 5.7698 | -2.4972 | 13.2406 | -7.2369 | 37.788 | 2.2903 | 40.7938 | 6.4728 | 68.6125 | 10.2423 | 7.8476 | -3.0213 | 33.7878 | -0.49268 | 40.2375 | 5.406
2270 | 5.7476 | -2.5252 | 13.2495 | -7.2286 | 37.7807 | 2.2962 | 40.795 | 6.4742 | 68.633 | 10.2613 | 7.8367 | -3.0322 | 33.7928 | -0.48762 | 40.119 | 5.2875
2271 | 5.7263 | -2.5533 | 13.2584 | -7.2202 | 37.7727 | 2.3021 | 40.7963 | 6.4756 | 68.6538 | 10.2803 | 7.8258 | -3.043 | 33.8819 | -0.39832 | 40.0977 | 5.2662
2272 | 5.7121 | -2.5813 | 13.2673 | -7.2119 | 37.7593 | 2.3081 | 40.7975 | 6.477 | 68.6777 | 10.2993 | 7.8149 | -3.0539 | 33.7857 | -0.49443 | 40.1277 | 5.2962
2273 | 5.6979 | -2.6094 | 13.2762 | -7.2035 | 37.7459 | 2.314 | 40.7988 | 6.4783 | 68.7017 | 10.3183 | 7.804 | -3.0648 | 33.7946 | -0.4854 | 39.9738 | 5.1423
2274 | 5.6837 | -2.6375 | 13.2851 | -7.1952 | 37.7325 | 2.3199 | 40.8001 | 6.4797 | 68.7256 | 10.3373 | 7.7931 | -3.0757 | 33.8355 | -0.44439 | 39.8544 | 5.0229
2275 | 5.6695 | -2.636 | 13.2963 | -7.1782 | 37.7191 | 2.2861 | 40.7973 | 6.477 | 68.7495 | 10.3668 | 7.7912 | -3.0776 | 33.703 | -0.57674 | 39.8946 | 5.0631
2276 | 5.6552 | -2.6345 | 13.3111 | -7.1612 | 37.7057 | 2.2523 | 40.7944 | 6.4743 | 68.7734 | 10.3964 | 7.7893 | -3.0795 | 33.7514 | -0.52821 | 39.9227 | 5.0912
2277 | 5.6431 | -2.633 | 13.3259 | -7.1441 | 37.6905 | 2.2184 | 40.7916 | 6.4716 | 68.7988 | 10.426 | 7.7874 | -3.0814 | 33.7881 | -0.49146 | 39.7478 | 4.9163
2278 | 5.6486 | -2.6315 | 13.3408 | -7.1271 | 37.6598 | 2.1846 | 40.7888 | 6.4689 | 68.8364 | 10.4555 | 7.7855 | -3.0834 | 33.7697 | -0.5097 | 39.689 | 4.8575
2279 | 5.6541 | -2.63 | 13.3556 | -7.1101 | 37.629 | 2.1508 | 40.786 | 6.4662 | 68.874 | 10.4851 | 7.7836 | -3.0853 | 33.8417 | -0.43758 | 39.643 | 4.8116
2280 | 5.6597 | -2.6285 | 13.3704 | -7.0931 | 37.5983 | 2.117 | 40.7832 | 6.4635 | 68.9117 | 10.5147 | 7.7816 | -3.0872 | 33.8214 | -0.45778 | 39.6392 | 4.8078
2281 | 5.6652 | -2.6178 | 13.3789 | -7.0942 | 37.5676 | 2.0899 | 40.772 | 6.4524 | 68.9493 | 10.5613 | 7.7592 | -3.1096 | 33.792 | -0.48706 | 39.7039 | 4.8725
2282 | 5.6708 | -2.6071 | 13.3772 | -7.0954 | 37.5368 | 2.0628 | 40.7609 | 6.4414 | 68.987 | 10.6079 | 7.7368 | -3.132 | 33.8051 | -0.47383 | 39.7423 | 4.9109
2283 | 5.6764 | -2.5963 | 13.3754 | -7.0965 | 37.5059 | 2.0357 | 40.7498 | 6.4304 | 69.0226 | 10.6546 | 7.7143 | -3.1545 | 33.8108 | -0.46804 | 39.5988 | 4.7674
2284 | 5.6823 | -2.5856 | 13.3736 | -7.0977 | 37.473 | 2.0086 | 40.7386 | 6.4193 | 69.0396 | 10.7012 | 7.6919 | -3.1769 | 33.8599 | -0.41874 | 39.6582 | 4.8268
2285 | 5.6882 | -2.5748 | 13.3718 | -7.0989 | 37.44 | 1.9815 | 40.7275 | 6.4083 | 69.0565 | 10.7479 | 7.6695 | -3.1993 | 33.865 | -0.41359 | 39.5927 | 4.7613
2286 | 5.6941 | -2.5641 | 13.3701 | -7.1 | 37.4071 | 1.9544 | 40.7163 | 6.3973 | 69.0735 | 10.7945 | 7.6471 | -3.2218 | 33.8488 | -0.42967 | 39.7133 | 4.8819
2287 | 5.7 | -2.5625 | 13.3672 | -7.104 | 37.3741 | 1.9155 | 40.7153 | 6.3963 | 69.0905 | 10.7802 | 7.6497 | -3.2191 | 33.9172 | -0.3611 | 39.6648 | 4.8334
2288 | 5.706 | -2.5608 | 13.3627 | -7.108 | 37.3412 | 1.8766 | 40.7142 | 6.3954 | 69.1075 | 10.766 | 7.6524 | -3.2165 | 33.8824 | -0.39579 | 39.6637 | 4.8323
2289 | 5.7115 | -2.5592 | 13.3581 | -7.1119 | 37.3078 | 1.8377 | 40.7131 | 6.3944 | 69.1199 | 10.7517 | 7.655 | -3.2138 | 33.8319 | -0.44613 | 39.6385 | 4.8071
2290 | 5.7129 | -2.5575 | 13.3536 | -7.1159 | 37.2709 | 1.7989 | 40.7121 | 6.3935 | 69.0885 | 10.7374 | 7.6576 | -3.2112 | 33.8966 | -0.38133 | 39.7691 | 4.9377
2291 | 5.7142 | -2.5559 | 13.349 | -7.1199 | 37.234 | 1.76 | 40.711 | 6.3925 | 69.057 | 10.7232 | 7.6603 | -3.2085 | 33.8943 | -0.38353 | 39.8425 | 5.0112
2292 | 5.7156 | -2.5543 | 13.3444 | -7.1238 | 37.1971 | 1.7211 | 40.71 | 6.3916 | 69.0255 | 10.7089 | 7.6629 | -3.2059 | 33.9739 | -0.30377 | 39.7653 | 4.934
2293 | 5.717 | -2.5523 | 13.3393 | -7.1304 | 37.1601 | 1.6866 | 40.6968 | 6.3785 | 68.994 | 10.6595 | 7.6515 | -3.2173 | 33.9522 | -0.32536 | 39.8336 | 5.0023
2294 | 5.7184 | -2.5503 | 13.3334 | -7.137 | 37.1232 | 1.652 | 40.6836 | 6.3654 | 68.9625 | 10.6101 | 7.6401 | -3.2287 | 33.9146 | -0.36284 | 39.9497 | 5.1184
2295 | 5.7201 | -2.5483 | 13.3275 | -7.1436 | 37.0872 | 1.6175 | 40.6704 | 6.3523 | 68.9293 | 10.5607 | 7.6288 | -3.2401 | 34.0371 | -0.24029 | 39.9565 | 5.1252
2296 | 5.7254 | -2.5464 | 13.3215 | -7.1502 | 37.0609 | 1.583 | 40.6572 | 6.3392 | 68.878 | 10.5113 | 7.6174 | -3.2515 | 33.9334 | -0.3438 | 40.0209 | 5.1895
2297 | 5.7307 | -2.5444 | 13.3156 | -7.1567 | 37.0345 | 1.5484 | 40.644 | 6.3261 | 68.8266 | 10.4619 | 7.606 | -3.2629 | 34.0137 | -0.26341 | 40.047 | 5.2157
2298 | 5.736 | -2.5424 | 13.3097 | -7.1633 | 37.0082 | 1.5139 | 40.6308 | 6.313 | 68.7753 | 10.4125 | 7.5946 | -3.2742 | 33.9985 | -0.27851 | 40.0143 | 5.183
2299 | 5.7412 | -2.5328 | 13.3074 | -7.1605 | 36.9818 | 1.4965 | 40.6211 | 6.3035 | 68.7239 | 10.3595 | 7.5966 | -3.2723 | 33.9982 | -0.27867 | 40.0718 | 5.2405
2300 | 5.7465 | -2.5232 | 13.3111 | -7.1576 | 36.9555 | 1.4791 | 40.6114 | 6.2939 | 68.6726 | 10.3064 | 7.5986 | -3.2703 | 33.9575 | -0.31922 | 40.1722 | 5.3409
2301 | 5.7521 | -2.5135 | 13.3148 | -7.1547 | 36.9309 | 1.4618 | 40.6017 | 6.2843 | 68.6213 | 10.2534 | 7.6006 | -3.2683 | 33.9447 | -0.33193 | 40.2113 | 5.38
2302 | 5.7614 | -2.5039 | 13.3185 | -7.1519 | 36.9256 | 1.4444 | 40.592 | 6.2747 | 68.5708 | 10.2004 | 7.6025 | -3.2663 | 33.9558 | -0.32072 | 40.2891 | 5.4578
2303 | 5.7706 | -2.4943 | 13.3222 | -7.149 | 36.9204 | 1.427 | 40.5823 | 6.2652 | 68.5203 | 10.1473 | 7.6045 | -3.2643 | 33.9296 | -0.34682 | 40.2151 | 5.3838
2304 | 5.7799 | -2.4847 | 13.3259 | -7.1462 | 36.9152 | 1.4096 | 40.5727 | 6.2556 | 68.4697 | 10.0943 | 7.6065 | -3.2623 | 33.931 | -0.34527 | 40.2972 | 5.4659
2305 | 5.7891 | -2.475 | 13.3335 | -7.1319 | 36.91 | 1.4176 | 40.6138 | 6.2968 | 68.4192 | 10.0468 | 7.6039 | -3.2649 | 33.9454 | -0.3307 | 40.2774 | 5.4462
2306 | 5.7983 | -2.4652 | 13.3471 | -7.1176 | 36.9048 | 1.4255 | 40.6549 | 6.338 | 68.3687 | 9.9993 | 7.6013 | -3.2675 | 33.8433 | -0.43276 | 40.3691 | 5.5379
2307 | 5.8087 | -2.4555 | 13.3608 | -7.1034 | 36.9023 | 1.4335 | 40.696 | 6.3792 | 68.3202 | 9.9518 | 7.5986 | -3.2702 | 33.8446 | -0.43127 | 40.3464 | 5.5151
2308 | 5.8315 | -2.4458 | 13.3744 | -7.0891 | 36.9308 | 1.4414 | 40.7371 | 6.4204 | 68.2956 | 9.9043 | 7.596 | -3.2728 | 33.868 | -0.40779 | 40.3135 | 5.4823
2309 | 5.8544 | -2.4361 | 13.3881 | -7.0749 | 36.9594 | 1.4494 | 40.7782 | 6.4616 | 68.2709 | 9.8567 | 7.5934 | -3.2755 | 33.7813 | -0.49434 | 40.3545 | 5.5233
2310 | 5.8772 | -2.4264 | 13.4017 | -7.0606 | 36.9879 | 1.4573 | 40.8193 | 6.5028 | 68.2463 | 9.8092 | 7.5907 | -3.2781 | 33.7795 | -0.496 | 40.4179 | 5.5866
2311 | 5.9 | -2.3889 | 13.4142 | -7.0491 | 37.0165 | 1.5079 | 40.8382 | 6.5219 | 68.2216 | 9.809 | 7.5744 | -3.2944 | 33.7339 | -0.54154 | 40.4028 | 5.5716
2312 | 5.9229 | -2.3514 | 13.4249 | -7.0376 | 37.045 | 1.5584 | 40.8572 | 6.541 | 68.197 | 9.8088 | 7.558 | -3.3108 | 33.7029 | -0.5724 | 40.4376 | 5.6064
2313 | 5.9466 | -2.3138 | 13.4356 | -7.0261 | 37.0761 | 1.6089 | 40.8762 | 6.5601 | 68.1761 | 9.8086 | 7.5417 | -3.3271 | 33.7587 | -0.51646 | 40.3698 | 5.5386
2314 | 5.9812 | -2.2763 | 13.4463 | -7.0146 | 37.1388 | 1.6595 | 40.8951 | 6.5792 | 68.2021 | 9.8084 | 7.5254 | -3.3434 | 33.6635 | -0.61151 | 40.4022 | 5.571
2315 | 6.0157 | -2.2388 | 13.457 | -7.0031 | 37.2016 | 1.71 | 40.9141 | 6.5982 | 68.2282 | 9.8081 | 7.5091 | -3.3597 | 33.6592 | -0.61569 | 40.2143 | 5.3831
2316 | 6.0503 | -2.2013 | 13.4677 | -6.9915 | 37.2643 | 1.7606 | 40.9331 | 6.6173 | 68.2543 | 9.8079 | 7.4927 | -3.3761 | 33.6134 | -0.66146 | 40.3484 | 5.5172
2317 | 6.0849 | -2.169 | 13.4762 | -6.9848 | 37.3271 | 1.8364 | 40.9741 | 6.6585 | 68.2803 | 9.8619 | 7.4795 | -3.3893 | 33.6397 | -0.635 | 40.3262 | 5.495
2318 | 6.1194 | -2.1366 | 13.4812 | -6.978 | 37.3898 | 1.9122 | 41.0152 | 6.6996 | 68.3064 | 9.9159 | 7.4662 | -3.4026 | 33.6472 | -0.62741 | 40.3733 | 5.5421
2319 | 6.1527 | -2.1043 | 13.4862 | -6.9713 | 37.452 | 1.9881 | 41.0562 | 6.7408 | 68.3336 | 9.9699 | 7.4529 | -3.4159 | 33.5774 | -0.69706 | 40.3399 | 5.5087
2320 | 6.1682 | -2.072 | 13.4912 | -6.9645 | 37.5069 | 2.0639 | 41.0973 | 6.782 | 68.376 | 10.0238 | 7.4396 | -3.4292 | 33.5363 | -0.73807 | 40.3622 | 5.531
2321 | 6.1838 | -2.0397 | 13.4961 | -6.9577 | 37.5617 | 2.1397 | 41.1383 | 6.8231 | 68.4184 | 10.0778 | 7.4264 | -3.4425 | 33.5701 | -0.70409 | 40.2545 | 5.4234
2322 | 6.1994 | -2.0074 | 13.5011 | -6.951 | 37.6166 | 2.2155 | 41.1794 | 6.8643 | 68.4609 | 10.1318 | 7.4131 | -3.4557 | 33.5989 | -0.67524 | 40.3525 | 5.5213
2323 | 6.2149 | -2.0085 | 13.5007 | -6.9585 | 37.6715 | 2.2488 | 41.1657 | 6.8507 | 68.5033 | 10.1625 | 7.4119 | -3.4569 | 33.5518 | -0.72222 | 40.3194 | 5.4882
2324 | 6.2305 | -2.0095 | 13.4918 | -6.9661 | 37.7264 | 2.2821 | 41.1521 | 6.8372 | 68.5457 | 10.1933 | 7.4107 | -3.4581 | 33.5689 | -0.70498 | 40.3527 | 5.5216
2325 | 6.2445 | -2.0106 | 13.4829 | -6.9737 | 37.7793 | 2.3154 | 41.1384 | 6.8236 | 68.588 | 10.224 | 7.4095 | -3.4593 | 33.5469 | -0.72682 | 40.3004 | 5.4693
2326 | 6.2364 | -2.0117 | 13.4741 | -6.9812 | 37.803 | 2.3487 | 41.1247 | 6.8101 | 68.6274 | 10.2547 | 7.4083 | -3.4605 | 33.5962 | -0.67741 | 40.3371 | 5.5059
2327 | 6.2283 | -2.0128 | 13.4652 | -6.9888 | 37.8267 | 2.382 | 41.1111 | 6.7965 | 68.6668 | 10.2854 | 7.4071 | -3.4617 | 33.6204 | -0.65306 | 40.3027 | 5.4716
2328 | 6.2201 | -2.0139 | 13.4563 | -6.9963 | 37.8504 | 2.4153 | 41.0974 | 6.783 | 68.7063 | 10.3162 | 7.4059 | -3.4629 | 33.6875 | -0.58593 | 40.3888 | 5.5577
2329 | 6.212 | -2.0285 | 13.444 | -7.0136 | 37.8741 | 2.4293 | 41.095 | 6.7807 | 68.7457 | 10.365 | 7.4236 | -3.4452 | 33.664 | -0.60927 | 40.4964 | 5.6653
2330 | 6.2039 | -2.0431 | 13.4265 | -7.031 | 37.8978 | 2.4433 | 41.0926 | 6.7784 | 68.7851 | 10.4139 | 7.4413 | -3.4275 | 33.7044 | -0.56874 | 40.3407 | 5.5096
2331 | 6.1949 | -2.0577 | 13.4089 | -7.0483 | 37.9203 | 2.4574 | 41.0902 | 6.7761 | 68.8249 | 10.4628 | 7.459 | -3.4098 | 33.7292 | -0.54384 | 40.3762 | 5.5451
2332 | 6.1722 | -2.0723 | 13.3914 | -7.0656 | 37.9245 | 2.4714 | 41.0878 | 6.7738 | 68.8703 | 10.5116 | 7.4767 | -3.3921 | 33.7637 | -0.50917 | 40.381 | 5.55
2333 | 6.1495 | -2.0869 | 13.3738 | -7.0829 | 37.9287 | 2.4854 | 41.0854 | 6.7715 | 68.9158 | 10.5605 | 7.4943 | -3.3744 | 33.7404 | -0.53233 | 40.2721 | 5.441
2334 | 6.1268 | -2.1015 | 13.3563 | -7.1002 | 37.9328 | 2.4994 | 41.083 | 6.7692 | 68.9612 | 10.6094 | 7.512 | -3.3567 | 33.7891 | -0.48352 | 40.4203 | 5.5893
2335 | 6.1041 | -2.1318 | 13.3395 | -7.1167 | 37.937 | 2.4937 | 41.0557 | 6.742 | 69.0066 | 10.6516 | 7.5307 | -3.3381 | 33.7667 | -0.50587 | 40.2943 | 5.4632
2336 | 6.0813 | -2.1621 | 13.3239 | -7.1331 | 37.9412 | 2.4879 | 41.0283 | 6.7148 | 69.052 | 10.6938 | 7.5494 | -3.3194 | 33.8425 | -0.4299 | 40.3774 | 5.5464
2337 | 6.0587 | -2.1923 | 13.3083 | -7.1496 | 37.9442 | 2.4822 | 41.001 | 6.6876 | 69.0978 | 10.736 | 7.568 | -3.3007 | 33.8431 | -0.42917 | 40.3275 | 5.4964
2338 | 6.0364 | -2.2226 | 13.2927 | -7.1661 | 37.9265 | 2.4764 | 40.9737 | 6.6604 | 69.149 | 10.7783 | 7.5867 | -3.2821 | 33.8512 | -0.42096 | 40.4162 | 5.5851
2339 | 6.0142 | -2.2529 | 13.2771 | -7.1825 | 37.9088 | 2.4706 | 40.9464 | 6.6332 | 69.2003 | 10.8205 | 7.6054 | -3.2634 | 33.8879 | -0.38412 | 40.3404 | 5.5094
2340 | 5.992 | -2.2832 | 13.2616 | -7.199 | 37.8911 | 2.4649 | 40.9191 | 6.606 | 69.2515 | 10.8627 | 7.624 | -3.2447 | 33.9251 | -0.34687 | 40.336 | 5.5049
2341 | 5.9698 | -2.2962 | 13.2506 | -7.2036 | 37.8734 | 2.4351 | 40.8704 | 6.5574 | 69.3027 | 10.9236 | 7.6403 | -3.2285 | 33.8926 | -0.37918 | 40.2423 | 5.4113
2342 | 5.9475 | -2.3093 | 13.247 | -7.2082 | 37.8556 | 2.4054 | 40.8217 | 6.5088 | 69.354 | 10.9846 | 7.6566 | -3.2122 | 33.9904 | -0.28133 | 40.3112 | 5.4802
2343 | 5.9256 | -2.3223 | 13.2433 | -7.2128 | 37.8369 | 2.3756 | 40.773 | 6.4602 | 69.4039 | 11.0455 | 7.6729 | -3.1959 | 33.8949 | -0.3767 | 40.2455 | 5.4145
2344 | 5.9102 | -2.3353 | 13.2397 | -7.2174 | 37.7985 | 2.3459 | 40.7243 | 6.4116 | 69.4286 | 11.1064 | 7.6892 | -3.1796 | 33.9072 | -0.3643 | 40.2041 | 5.3731
2345 | 5.8947 | -2.3484 | 13.2361 | -7.222 | 37.76 | 2.3161 | 40.6756 | 6.3631 | 69.4533 | 11.1674 | 7.7054 | -3.1633 | 33.8607 | -0.41062 | 40.2812 | 5.4502
2346 | 5.8792 | -2.3614 | 13.2324 | -7.2266 | 37.7215 | 2.2864 | 40.6269 | 6.3145 | 69.478 | 11.2283 | 7.7217 | -3.1471 | 33.9563 | -0.31496 | 40.329 | 5.498
2347 | 5.8637 | -2.3785 | 13.233 | -7.2185 | 37.683 | 2.2392 | 40.6044 | 6.2921 | 69.5027 | 11.216 | 7.7036 | -3.1652 | 33.8549 | -0.41619 | 40.1885 | 5.3575
2348 | 5.8483 | -2.3957 | 13.24 | -7.2104 | 37.6445 | 2.192 | 40.5818 | 6.2696 | 69.5274 | 11.2037 | 7.6855 | -3.1833 | 33.8294 | -0.44157 | 40.1445 | 5.3136
2349 | 5.8332 | -2.4128 | 13.2471 | -7.2023 | 37.6068 | 2.1449 | 40.5593 | 6.2472 | 69.55 | 11.1914 | 7.6673 | -3.2014 | 33.9292 | -0.34166 | 40.2703 | 5.4393
2350 | 5.8271 | -2.4299 | 13.2541 | -7.1942 | 37.5853 | 2.0977 | 40.5368 | 6.2248 | 69.5257 | 11.1791 | 7.6492 | -3.2195 | 33.8741 | -0.39666 | 40.1529 | 5.3219
2351 | 5.8211 | -2.4471 | 13.2612 | -7.186 | 37.5639 | 2.0505 | 40.5142 | 6.2024 | 69.5014 | 11.1668 | 7.6311 | -3.2377 | 33.8709 | -0.39979 | 40.1193 | 5.2883
2352 | 5.815 | -2.4642 | 13.2682 | -7.1779 | 37.5424 | 2.0033 | 40.4917 | 6.18 | 69.4771 | 11.1545 | 7.613 | -3.2558 | 33.7967 | -0.47377 | 40.1555 | 5.3245
2353 | 5.8089 | -2.458 | 13.2727 | -7.177 | 37.5209 | 2.0086 | 40.5194 | 6.2078 | 69.4528 | 11.1183 | 7.6033 | -3.2655 | 33.7961 | -0.47426 | 40.1557 | 5.3248
2354 | 5.8028 | -2.4519 | 13.2733 | -7.1762 | 37.4994 | 2.0138 | 40.5471 | 6.2356 | 69.4285 | 11.082 | 7.5935 | -3.2753 | 33.7534 | -0.51693 | 40.0981 | 5.2671
2355 | 5.7974 | -2.4457 | 13.2738 | -7.1753 | 37.4785 | 2.0191 | 40.5748 | 6.2634 | 69.4043 | 11.0458 | 7.5838 | -3.285 | 33.7381 | -0.53207 | 40.123 | 5.292
2356 | 5.8081 | -2.4396 | 13.2744 | -7.1744 | 37.4705 | 2.0243 | 40.6025 | 6.2912 | 69.3815 | 11.0095 | 7.5741 | -3.2947 | 33.6557 | -0.61439 | 40.0421 | 5.2111
2357 | 5.8189 | -2.4334 | 13.2749 | -7.1735 | 37.4625 | 2.0296 | 40.6301 | 6.319 | 69.3586 | 10.9733 | 7.5643 | -3.3045 | 33.7303 | -0.53959 | 40.0359 | 5.205
2358 | 5.8296 | -2.4273 | 13.2755 | -7.1726 | 37.4544 | 2.0348 | 40.6578 | 6.3467 | 69.3358 | 10.937 | 7.5546 | -3.3142 | 33.7488 | -0.52103 | 39.9895 | 5.1586
2359 | 5.8403 | -2.411 | 13.2759 | -7.1718 | 37.4464 | 2.0135 | 40.6514 | 6.3405 | 69.3129 | 10.9283 | 7.524 | -3.3448 | 33.7652 | -0.50453 | 40.127 | 5.2961
2360 | 5.851 | -2.3947 | 13.276 | -7.1709 | 37.4384 | 1.9922 | 40.6451 | 6.3342 | 69.2901 | 10.9195 | 7.4934 | -3.3754 | 33.7819 | -0.48772 | 40.0585 | 5.2275
2361 | 5.8616 | -2.3785 | 13.2761 | -7.17 | 37.4302 | 1.9709 | 40.6387 | 6.328 | 69.2666 | 10.9107 | 7.4628 | -3.4059 | 33.7579 | -0.51157 | 40.0473 | 5.2164
2362 | 5.8671 | -2.3622 | 13.2762 | -7.1692 | 37.4164 | 1.9496 | 40.6323 | 6.3217 | 69.2248 | 10.902 | 7.4322 | -3.4365 | 33.8215 | -0.44779 | 39.9595 | 5.1286
2363 | 5.8727 | -2.3459 | 13.2764 | -7.1683 | 37.4027 | 1.9283 | 40.6259 | 6.3154 | 69.1831 | 10.8932 | 7.4017 | -3.4671 | 33.8502 | -0.41906 | 40.0498 | 5.2189
2364 | 5.8782 | -2.3296 | 13.2765 | -7.1675 | 37.3889 | 1.907 | 40.6196 | 6.3092 | 69.1414 | 10.8844 | 7.3711 | -3.4977 | 33.8381 | -0.43105 | 40.09 | 5.2591
2365 | 5.8837 | -2.3342 | 13.2754 | -7.1706 | 37.3752 | 1.9013 | 40.6373 | 6.327 | 69.0996 | 10.8094 | 7.365 | -3.5038 | 33.8435 | -0.42549 | 40.0418 | 5.2109
2366 | 5.8893 | -2.3388 | 13.2725 | -7.1738 | 37.3614 | 1.8955 | 40.6549 | 6.3448 | 69.0579 | 10.7344 | 7.359 | -3.5098 | 33.8309 | -0.43799 | 40.1185 | 5.2876
2367 | 5.8946 | -2.3434 | 13.2695 | -7.1769 | 37.3478 | 1.8898 | 40.6726 | 6.3626 | 69.0153 | 10.6594 | 7.3529 | -3.5159 | 33.7988 | -0.46993 | 40.0394 | 5.2086
2368 | 5.8951 | -2.3479 | 13.2666 | -7.1801 | 37.3415 | 1.884 | 40.6903 | 6.3804 | 68.9412 | 10.5844 | 7.3469 | -3.5219 | 33.7769 | -0.49171 | 40.0559 | 5.225
2369 | 5.8955 | -2.3525 | 13.2637 | -7.1832 | 37.3351 | 1.8782 | 40.708 | 6.3982 | 68.8672 | 10.5094 | 7.3408 | -3.528 | 33.9046 | -0.36393 | 40.0457 | 5.2148
2370 | 5.8959 | -2.3571 | 13.2608 | -7.1863 | 37.3288 | 1.8725 | 40.7257 | 6.416 | 68.7932 | 10.4344 | 7.3348 | -3.534 | 33.8245 | -0.44393 | 40.0827 | 5.2518
2371 | 5.8963 | -2.3507 | 13.2598 | -7.1841 | 37.3224 | 1.8658 | 40.7736 | 6.4639 | 68.7192 | 10.3617 | 7.3235 | -3.5453 | 33.8207 | -0.4476 | 40.097 | 5.2662
2372 | 5.8968 | -2.3444 | 13.2618 | -7.1818 | 37.3161 | 1.8591 | 40.8214 | 6.5119 | 68.6451 | 10.289 | 7.3122 | -3.5566 | 33.8587 | -0.40947 | 40.1335 | 5.3027
2373 | 5.8972 | -2.338 | 13.2638 | -7.1795 | 37.31 | 1.8525 | 40.8692 | 6.5599 | 68.5722 | 10.2164 | 7.3009 | -3.5679 | 33.9018 | -0.36623 | 40.182 | 5.3511
2374 | 5.9 | -2.3316 | 13.2658 | -7.1772 | 37.3161 | 1.8458 | 40.9171 | 6.6078 | 68.5474 | 10.1437 | 7.2896 | -3.5792 | 33.8886 | -0.37934 | 40.1428 | 5.312
2375 | 5.9028 | -2.3253 | 13.2678 | -7.175 | 37.3221 | 1.8392 | 40.9649 | 6.6558 | 68.5226 | 10.0711 | 7.2783 | -3.5905 | 33.9739 | -0.29387 | 40.1178 | 5.287
2376 | 5.9056 | -2.3189 | 13.2698 | -7.1727 | 37.3282 | 1.8325 | 41.0128 | 6.7037 | 68.4979 | 9.9984 | 7.267 | -3.6018 | 34.0003 | -0.26736 | 40.1088 | 5.2779
2377 | 5.9084 | -2.3189 | 13.2726 | -7.1698 | 37.3343 | 1.8518 | 41.015 | 6.706 | 68.4731 | 10.0225 | 7.2708 | -3.598 | 34.0017 | -0.26589 | 40.2195 | 5.3887
2378 | 5.9112 | -2.3188 | 13.2766 | -7.1668 | 37.3404 | 1.8711 | 41.0171 | 6.7083 | 68.4483 | 10.0466 | 7.2745 | -3.5943 | 34.0592 | -0.20827 | 40.2255 | 5.3947
2379 | 5.9141 | -2.3188 | 13.2805 | -7.1639 | 37.3467 | 1.8904 | 41.0193 | 6.7106 | 68.4236 | 10.0707 | 7.2782 | -3.5905 | 33.9974 | -0.26993 | 40.0968 | 5.266
2380 | 5.9178 | -2.3187 | 13.2845 | -7.161 | 37.3657 | 1.9097 | 41.0215 | 6.7129 | 68.4061 | 10.0948 | 7.282 | -3.5868 | 34.0559 | -0.21135 | 40.2357 | 5.4049
2381 | 5.9215 | -2.3186 | 13.2885 | -7.1581 | 37.3847 | 1.929 | 41.0237 | 6.7152 | 68.3886 | 10.1189 | 7.2857 | -3.583 | 34.1413 | -0.12577 | 40.1944 | 5.3636
2382 | 5.9252 | -2.3186 | 13.2924 | -7.1552 | 37.4038 | 1.9483 | 41.0259 | 6.7175 | 68.3712 | 10.143 | 7.2895 | -3.5793 | 34.1239 | -0.14307 | 40.145 | 5.3142
2383 | 5.9289 | -2.3103 | 13.3013 | -7.1386 | 37.4228 | 1.9674 | 41.0208 | 6.7126 | 68.3537 | 10.0839 | 7.3032 | -3.5656 | 34.0834 | -0.18344 | 40.1182 | 5.2874
2384 | 5.9326 | -2.3021 | 13.3177 | -7.122 | 37.4418 | 1.9864 | 41.0158 | 6.7076 | 68.3362 | 10.0248 | 7.3169 | -3.5518 | 34.0928 | -0.17391 | 40.0924 | 5.2616
2385 | 5.9364 | -2.2939 | 13.3341 | -7.1053 | 37.4608 | 2.0055 | 41.0107 | 6.7026 | 68.3191 | 9.9656 | 7.3306 | -3.5381 | 34.0918 | -0.17485 | 40.1175 | 5.2867
2386 | 5.9496 | -2.2856 | 13.3505 | -7.0887 | 37.4788 | 2.0245 | 41.0056 | 6.6977 | 68.3338 | 9.9065 | 7.3444 | -3.5244 | 34.0725 | -0.19404 | 40.2027 | 5.3719
2387 | 5.9628 | -2.2774 | 13.3668 | -7.0721 | 37.4967 | 2.0435 | 41.0005 | 6.6927 | 68.3485 | 9.8474 | 7.3581 | -3.5107 | 34.055 | -0.21137 | 40.1979 | 5.3672
2388 | 5.9761 | -2.2691 | 13.3832 | -7.0555 | 37.5146 | 2.0626 | 40.9954 | 6.6877 | 68.3631 | 9.7882 | 7.3718 | -3.4969 | 34.1161 | -0.15021 | 40.0865 | 5.2558
2389 | 5.9893 | -2.25 | 13.3992 | -7.0379 | 37.5326 | 2.0797 | 40.9943 | 6.6867 | 68.3778 | 9.8776 | 7.37 | -3.4987 | 34.0898 | -0.17634 | 40.1656 | 5.3349
2390 | 6.0025 | -2.2309 | 13.4145 | -7.0203 | 37.5505 | 2.0969 | 40.9931 | 6.6857 | 68.3925 | 9.9669 | 7.3682 | -3.5006 | 34.0787 | -0.18737 | 40.0592 | 5.2284
2391 | 6.0158 | -2.2118 | 13.4298 | -7.0027 | 37.5685 | 2.114 | 40.992 | 6.6846 | 68.4076 | 10.0563 | 7.3664 | -3.5024 | 34.0742 | -0.19174 | 40.0937 | 5.263
2392 | 6.0333 | -2.1927 | 13.4451 | -6.9851 | 37.5838 | 2.1311 | 40.9908 | 6.6836 | 68.4843 | 10.1456 | 7.3646 | -3.5042 | 34.0781 | -0.1877 | 40.1597 | 5.329
2393 | 6.0508 | -2.1736 | 13.4605 | -6.9675 | 37.5991 | 2.1483 | 40.9897 | 6.6826 | 68.561 | 10.235 | 7.3628 | -3.506 | 34.1333 | -0.13244 | 40.1066 | 5.2759
2394 | 6.0683 | -2.1545 | 13.4758 | -6.9498 | 37.6144 | 2.1654 | 40.9885 | 6.6815 | 68.6376 | 10.3244 | 7.3609 | -3.5078 | 34.0499 | -0.21571 | 40.0909 | 5.2602
2395 | 6.0857 | -2.1378 | 13.4842 | -6.9518 | 37.6297 | 2.1792 | 40.9883 | 6.6814 | 68.7143 | 10.3886 | 7.3683 | -3.5005 | 34.0867 | -0.17872 | 40.1119 | 5.2812
2396 | 6.1032 | -2.121 | 13.4821 | -6.9537 | 37.645 | 2.1929 | 40.9881 | 6.6813 | 68.7909 | 10.4529 | 7.3756 | -3.4932 | 34.0249 | -0.24048 | 40.185 | 5.3543
2397 | 6.1207 | -2.1043 | 13.48 | -6.9556 | 37.6603 | 2.2067 | 40.9878 | 6.6812 | 68.8675 | 10.5172 | 7.3829 | -3.4858 | 34.0606 | -0.2046 | 40.0686 | 5.2379
2398 | 6.1358 | -2.0876 | 13.4779 | -6.9575 | 37.6832 | 2.2205 | 40.9876 | 6.6811 | 68.9307 | 10.5815 | 7.3902 | -3.4785 | 34.0343 | -0.23077 | 40.0736 | 5.2429
2399 | 6.1509 | -2.0708 | 13.4759 | -6.9594 | 37.7061 | 2.2342 | 40.9874 | 6.6809 | 68.9939 | 10.6458 | 7.3976 | -3.4712 | 33.9792 | -0.28577 | 40.047 | 5.2163
2400 | 6.1661 | -2.0541 | 13.4738 | -6.9613 | 37.729 | 2.248 | 40.9871 | 6.6808 | 69.0571 | 10.7101 | 7.4049 | -3.4639 | 33.9833 | -0.28157 | 40.1462 | 5.3156
2401 | 6.1812 | -2.0398 | 13.4715 | -6.9615 | 37.7519 | 2.2803 | 40.9516 | 6.6454 | 69.1203 | 10.7725 | 7.4055 | -3.4633 | 33.9581 | -0.30671 | 40.225 | 5.3944
2402 | 6.1963 | -2.0254 | 13.4688 | -6.9618 | 37.7748 | 2.3127 | 40.916 | 6.6099 | 69.1835 | 10.835 | 7.406 | -3.4627 | 33.9354 | -0.32929 | 40.2165 | 5.3858
2403 | 6.2114 | -2.0111 | 13.4661 | -6.9621 | 37.7977 | 2.345 | 40.8804 | 6.5744 | 69.2466 | 10.8974 | 7.4066 | -3.4621 | 33.9232 | -0.34138 | 40.1422 | 5.3116
2404 | 6.2244 | -1.9967 | 13.4634 | -6.9623 | 37.8073 | 2.3774 | 40.8448 | 6.539 | 69.3152 | 10.9598 | 7.4072 | -3.4616 | 33.932 | -0.33242 | 40.2463 | 5.4156
2405 | 6.2374 | -1.9824 | 13.4607 | -6.9626 | 37.8168 | 2.4097 | 40.8093 | 6.5035 | 69.3838 | 11.0223 | 7.4078 | -3.461 | 33.8402 | -0.42408 | 40.2574 | 5.4268
2406 | 6.2503 | -1.968 | 13.458 | -6.9628 | 37.8264 | 2.442 | 40.7737 | 6.468 | 69.4523 | 11.0847 | 7.4083 | -3.4604 | 33.9967 | -0.2675 | 40.2619 | 5.4313
2407 | 6.2633 | -1.9555 | 13.4477 | -6.984 | 37.8359 | 2.4292 | 40.7545 | 6.449 | 69.5209 | 11.1598 | 7.4165 | -3.4523 | 33.9206 | -0.34348 | 40.2226 | 5.392
2408 | 6.2763 | -1.943 | 13.4259 | -7.0052 | 37.8455 | 2.4163 | 40.7354 | 6.43 | 69.5895 | 11.2348 | 7.4246 | -3.4441 | 33.8249 | -0.43902 | 40.2098 | 5.3792
2409 | 6.2893 | -1.9305 | 13.4042 | -7.0264 | 37.8551 | 2.4034 | 40.7162 | 6.4109 | 69.658 | 11.3099 | 7.4328 | -3.436 | 33.8836 | -0.38025 | 40.3695 | 5.5389
2410 | 6.2956 | -1.9181 | 13.3824 | -7.0476 | 37.8431 | 2.3906 | 40.6971 | 6.3919 | 69.7009 | 11.3849 | 7.4409 | -3.4279 | 33.8438 | -0.41995 | 40.4232 | 5.5926
2411 | 6.3019 | -1.9056 | 13.3606 | -7.0688 | 37.831 | 2.3777 | 40.6779 | 6.3728 | 69.7436 | 11.4599 | 7.449 | -3.4197 | 33.8074 | -0.45619 | 40.358 | 5.5274
2412 | 6.3082 | -1.8931 | 13.3389 | -7.09 | 37.8189 | 2.3649 | 40.6588 | 6.3538 | 69.7864 | 11.535 | 7.4572 | -3.4116 | 33.7653 | -0.49817 | 40.4639 | 5.6333
2413 | 6.3144 | -1.8921 | 13.3168 | -7.1136 | 37.8068 | 2.3538 | 40.6278 | 6.323 | 69.8291 | 11.546 | 7.4419 | -3.4268 | 33.7327 | -0.53063 | 40.398 | 5.5674
2414 | 6.3207 | -1.8912 | 13.2942 | -7.1373 | 37.7948 | 2.3428 | 40.5969 | 6.2922 | 69.8718 | 11.5569 | 7.4267 | -3.4421 | 33.7289 | -0.53431 | 40.5193 | 5.6887
2415 | 6.327 | -1.8902 | 13.2717 | -7.1609 | 37.7827 | 2.3318 | 40.566 | 6.2614 | 69.9145 | 11.5679 | 7.4114 | -3.4573 | 33.5768 | -0.68632 | 40.468 | 5.6374
2416 | 6.3207 | -1.8893 | 13.2491 | -7.1846 | 37.7722 | 2.3208 | 40.5351 | 6.2306 | 69.8996 | 11.5789 | 7.3962 | -3.4726 | 33.6406 | -0.62247 | 40.541 | 5.7104
2417 | 6.3144 | -1.8883 | 13.2265 | -7.2083 | 37.7618 | 2.3097 | 40.5041 | 6.1997 | 69.8839 | 11.5899 | 7.3809 | -3.4878 | 33.6047 | -0.65823 | 40.4112 | 5.5807
2418 | 6.308 | -1.8873 | 13.204 | -7.2319 | 37.7514 | 2.2987 | 40.4732 | 6.1689 | 69.8682 | 11.6008 | 7.3657 | -3.5031 | 33.6262 | -0.63663 | 40.4672 | 5.6367
2419 | 6.3016 | -1.9001 | 13.1869 | -7.2412 | 37.741 | 2.2892 | 40.4822 | 6.1781 | 69.8525 | 11.5591 | 7.3581 | -3.5107 | 33.4465 | -0.81619 | 40.626 | 5.7955
2420 | 6.2952 | -1.913 | 13.1779 | -7.2504 | 37.7306 | 2.2798 | 40.4913 | 6.1872 | 69.8368 | 11.5174 | 7.3505 | -3.5182 | 33.5153 | -0.74722 | 40.4793 | 5.6488
2421 | 6.2888 | -1.9258 | 13.1689 | -7.2597 | 37.7202 | 2.2703 | 40.5003 | 6.1964 | 69.8211 | 11.4757 | 7.3429 | -3.5258 | 33.4655 | -0.79692 | 40.6546 | 5.8241
2422 | 6.2695 | -1.9386 | 13.1599 | -7.2689 | 37.7185 | 2.2608 | 40.5093 | 6.2055 | 69.7958 | 11.434 | 7.3354 | -3.5334 | 33.4734 | -0.78893 | 40.5515 | 5.721
2423 | 6.25 | -1.9514 | 13.1509 | -7.2782 | 37.717 | 2.2513 | 40.5184 | 6.2147 | 69.7703 | 11.3922 | 7.3278 | -3.541 | 33.4739 | -0.78833 | 40.6846 | 5.854
2424 | 6.2305 | -1.9642 | 13.1419 | -7.2874 | 37.7154 | 2.2418 | 40.5274 | 6.2238 | 69.7448 | 11.3505 | 7.3202 | -3.5485 | 33.3782 | -0.88389 | 40.6721 | 5.8416
2425 | 6.211 | -1.9894 | 13.1359 | -7.2908 | 37.7138 | 2.2484 | 40.5284 | 6.2249 | 69.7193 | 11.3414 | 7.3062 | -3.5625 | 33.3755 | -0.88651 | 40.6576 | 5.8271
2426 | 6.1915 | -2.0147 | 13.1342 | -7.2942 | 37.7123 | 2.2549 | 40.5293 | 6.226 | 69.6938 | 11.3323 | 7.2922 | -3.5765 | 33.2718 | -0.99004 | 40.6074 | 5.7769
2427 | 6.172 | -2.0399 | 13.1326 | -7.2976 | 37.7107 | 2.2615 | 40.5303 | 6.227 | 69.6683 | 11.3231 | 7.2782 | -3.5905 | 33.3075 | -0.95424 | 40.5475 | 5.717
2428 | 6.1487 | -2.0652 | 13.131 | -7.3009 | 37.7083 | 2.268 | 40.5312 | 6.2281 | 69.6373 | 11.314 | 7.2642 | -3.6045 | 33.2871 | -0.97454 | 40.4341 | 5.6036
2429 | 6.1253 | -2.0904 | 13.1294 | -7.3043 | 37.7058 | 2.2746 | 40.5322 | 6.2291 | 69.6062 | 11.3049 | 7.2502 | -3.6185 | 33.2134 | -1.0481 | 40.4583 | 5.6278
2430 | 6.1018 | -2.1157 | 13.1277 | -7.3077 | 37.7034 | 2.2811 | 40.5331 | 6.2302 | 69.5751 | 11.2957 | 7.2362 | -3.6325 | 33.201 | -1.0604 | 40.5388 | 5.7083
2431 | 6.0784 | -2.1364 | 13.1342 | -7.29 | 37.7009 | 2.2701 | 40.5842 | 6.2814 | 69.544 | 11.2434 | 7.2265 | -3.6422 | 33.1473 | -1.114 | 40.6172 | 5.7867
2432 | 6.055 | -2.1572 | 13.1525 | -7.2722 | 37.6985 | 2.2591 | 40.6352 | 6.3325 | 69.5129 | 11.191 | 7.2168 | -3.652 | 33.1793 | -1.0819 | 40.5426 | 5.7121
2433 | 6.0316 | -2.1779 | 13.1708 | -7.2544 | 37.696 | 2.2481 | 40.6862 | 6.3837 | 69.4818 | 11.1387 | 7.207 | -3.6617 | 33.0635 | -1.1976 | 40.3958 | 5.5653
2434 | 6.0124 | -2.1987 | 13.1891 | -7.2367 | 37.7041 | 2.2371 | 40.7373 | 6.4348 | 69.4405 | 11.0863 | 7.1973 | -3.6715 | 33.1015 | -1.1594 | 40.3662 | 5.5357
2435 | 5.9933 | -2.2194 | 13.2074 | -7.2189 | 37.7125 | 2.2261 | 40.7883 | 6.486 | 69.399 | 11.034 | 7.1875 | -3.6812 | 33.1247 | -1.1361 | 40.4075 | 5.577
2436 | 5.9742 | -2.2402 | 13.2258 | -7.2012 | 37.7209 | 2.2151 | 40.8393 | 6.5371 | 69.3575 | 10.9816 | 7.1778 | -3.6909 | 33.1393 | -1.1214 | 40.3282 | 5.4978
2437 | 5.955 | -2.2568 | 13.2468 | -7.1744 | 37.7293 | 2.2428 | 40.8645 | 6.5625 | 69.316 | 10.9511 | 7.1481 | -3.7207 | 33.1869 | -1.0737 | 40.3042 | 5.4737
2438 | 5.9359 | -2.2735 | 13.2719 | -7.1475 | 37.7377 | 2.2705 | 40.8897 | 6.5878 | 69.2745 | 10.9206 | 7.1183 | -3.7504 | 33.1841 | -1.0764 | 40.3066 | 5.4762
2439 | 5.9168 | -2.2901 | 13.297 | -7.1207 | 37.7461 | 2.2982 | 40.9149 | 6.6131 | 69.233 | 10.8901 | 7.0886 | -3.7801 | 33.1686 | -1.0918 | 40.1582 | 5.3277
2440 | 5.9041 | -2.3068 | 13.322 | -7.0939 | 37.7599 | 2.3259 | 40.9401 | 6.6384 | 69.1975 | 10.8596 | 7.0589 | -3.8099 | 33.2633 | -0.99694 | 40.2576 | 5.4271
2441 | 5.8916 | -2.3234 | 13.3471 | -7.0671 | 37.7738 | 2.3537 | 40.9653 | 6.6637 | 69.1623 | 10.829 | 7.0291 | -3.8396 | 33.3273 | -0.93282 | 40.1622 | 5.3317
2442 | 5.8791 | -2.3401 | 13.3722 | -7.0402 | 37.7878 | 2.3814 | 40.9905 | 6.689 | 69.1271 | 10.7985 | 6.9994 | -3.8693 | 33.4241 | -0.83596 | 40.1662 | 5.3358
2443 | 5.8666 | -2.3476 | 13.3916 | -7.0277 | 37.8018 | 2.3822 | 41.0268 | 6.7254 | 69.0918 | 10.7591 | 6.9995 | -3.8692 | 33.3715 | -0.88837 | 39.9863 | 5.1559
2444 | 5.8542 | -2.3552 | 13.4029 | -7.0152 | 37.8158 | 2.383 | 41.0631 | 6.7618 | 69.0566 | 10.7196 | 6.9996 | -3.8691 | 33.4189 | -0.84086 | 39.8901 | 5.0597
2445 | 5.8417 | -2.3627 | 13.4141 | -7.0026 | 37.8297 | 2.3839 | 41.0993 | 6.7981 | 69.0214 | 10.6801 | 6.9997 | -3.869 | 33.4645 | -0.79514 | 39.9833 | 5.1529
2446 | 5.8393 | -2.3703 | 13.4254 | -6.9901 | 37.8224 | 2.3847 | 41.1356 | 6.8345 | 69.0118 | 10.6406 | 6.9998 | -3.8689 | 33.666 | -0.59362 | 39.9041 | 5.0737
2447 | 5.8374 | -2.3779 | 13.4366 | -6.9776 | 37.8142 | 2.3855 | 41.1718 | 6.8709 | 69.0033 | 10.6012 | 6.9999 | -3.8688 | 33.6272 | -0.63227 | 39.8617 | 5.0313
2448 | 5.8355 | -2.3854 | 13.4479 | -6.965 | 37.806 | 2.3864 | 41.2081 | 6.9072 | 68.9948 | 10.5617 | 7 | -3.8687 | 33.7461 | -0.51322 | 39.8139 | 4.9836
2449 | 5.8335 | -2.381 | 13.4554 | -6.9621 | 37.7978 | 2.3697 | 41.2632 | 6.9625 | 68.9862 | 10.5837 | 7.0357 | -3.833 | 33.7264 | -0.53283 | 39.728 | 4.8976
2450 | 5.8316 | -2.3766 | 13.4576 | -6.9592 | 37.7896 | 2.353 | 41.3183 | 7.0177 | 68.9777 | 10.6056 | 7.0713 | -3.7974 | 33.9192 | -0.33992 | 39.891 | 5.0606
2451 | 5.8296 | -2.3722 | 13.4597 | -6.9563 | 37.7815 | 2.3364 | 41.3734 | 7.0729 | 68.9691 | 10.6276 | 7.107 | -3.7618 | 33.8798 | -0.37918 | 39.8444 | 5.014
2452 | 5.8433 | -2.3678 | 13.4619 | -6.9534 | 37.7613 | 2.3197 | 41.4284 | 7.1281 | 68.9705 | 10.6495 | 7.1426 | -3.7261 | 33.9747 | -0.2842 | 39.7911 | 4.9607
2453 | 5.8576 | -2.3634 | 13.464 | -6.9505 | 37.7407 | 2.3031 | 41.4835 | 7.1833 | 68.9723 | 10.6715 | 7.1783 | -3.6904 | 34.0337 | -0.22507 | 39.5919 | 4.7615
2454 | 5.8719 | -2.359 | 13.4662 | -6.9476 | 37.7201 | 2.2864 | 41.5386 | 7.2385 | 68.9742 | 10.6935 | 7.2139 | -3.6548 | 34.0598 | -0.1989 | 39.8511 | 5.0208
2455 | 5.8862 | -2.3342 | 13.466 | -6.9488 | 37.6995 | 2.2622 | 41.4998 | 7.1997 | 68.976 | 10.6761 | 7.2177 | -3.651 | 34.1746 | -0.08394 | 39.6861 | 4.8557
2456 | 5.9005 | -2.3094 | 13.4625 | -6.9501 | 37.6788 | 2.238 | 41.4609 | 7.161 | 68.9778 | 10.6587 | 7.2216 | -3.6472 | 34.2541 | -0.0043297 | 39.698 | 4.8677
2457 | 5.9149 | -2.2846 | 13.459 | -6.9513 | 37.6582 | 2.2138 | 41.422 | 7.1223 | 68.9796 | 10.6413 | 7.2254 | -3.6433 | 34.2659 | 0.0075468 | 39.7538 | 4.9235
2458 | 5.9312 | -2.2598 | 13.4554 | -6.9525 | 37.6412 | 2.1896 | 41.3832 | 7.0835 | 68.9915 | 10.624 | 7.2292 | -3.6395 | 34.4643 | 0.20605 | 39.7957 | 4.9654
2459 | 5.9476 | -2.235 | 13.4519 | -6.9537 | 37.6243 | 2.1655 | 41.3443 | 7.0448 | 69.0039 | 10.6066 | 7.233 | -3.6357 | 34.4912 | 0.23311 | 39.777 | 4.9466
2460 | 5.964 | -2.2102 | 13.4484 | -6.955 | 37.6075 | 2.1413 | 41.3055 | 7.006 | 69.0162 | 10.5892 | 7.2368 | -3.6319 | 34.5544 | 0.29641 | 39.7339 | 4.9036
2461 | 5.9805 | -2.201 | 13.4383 | -6.9761 | 37.5907 | 2.1318 | 41.2592 | 6.9599 | 69.0286 | 10.6307 | 7.274 | -3.5947 | 34.4824 | 0.22459 | 39.676 | 4.8457
2462 | 5.9969 | -2.1918 | 13.4187 | -6.9973 | 37.5738 | 2.1224 | 41.213 | 6.9138 | 69.041 | 10.6723 | 7.3112 | -3.5575 | 34.6493 | 0.39152 | 39.887 | 5.0567
2463 | 6.0133 | -2.1826 | 13.3991 | -7.0185 | 37.557 | 2.113 | 41.1668 | 6.8677 | 69.0534 | 10.7138 | 7.3484 | -3.5203 | 34.5738 | 0.31616 | 39.7416 | 4.9113
2464 | 6.0412 | -2.1735 | 13.3795 | -7.0397 | 37.5332 | 2.1036 | 41.1206 | 6.8216 | 69.0848 | 10.7554 | 7.3856 | -3.4831 | 34.6562 | 0.39871 | 39.6624 | 4.8321
2465 | 6.0697 | -2.1643 | 13.3599 | -7.0608 | 37.5091 | 2.0941 | 41.0743 | 6.7755 | 69.1173 | 10.7969 | 7.4228 | -3.4459 | 34.6967 | 0.43932 | 39.8366 | 5.0063
2466 | 6.0982 | -2.1551 | 13.3403 | -7.082 | 37.485 | 2.0847 | 41.0281 | 6.7294 | 69.1498 | 10.8384 | 7.46 | -3.4087 | 34.6662 | 0.40895 | 39.8597 | 5.0294
2467 | 6.1267 | -2.1071 | 13.3282 | -7.0837 | 37.4608 | 2.0467 | 40.9735 | 6.6749 | 69.1823 | 10.8626 | 7.4602 | -3.4085 | 34.7559 | 0.49876 | 39.7509 | 4.9206
2468 | 6.1552 | -2.0592 | 13.3269 | -7.0853 | 37.4367 | 2.0086 | 40.9189 | 6.6204 | 69.2148 | 10.8867 | 7.4605 | -3.4082 | 34.6654 | 0.40835 | 39.9171 | 5.0868
2469 | 6.1836 | -2.0112 | 13.3257 | -7.087 | 37.4125 | 1.9706 | 40.8643 | 6.5659 | 69.2472 | 10.9108 | 7.4607 | -3.408 | 34.6422 | 0.38521 | 39.8097 | 4.9794
2470 | 6.2305 | -1.9632 | 13.3244 | -7.0886 | 37.3935 | 1.9326 | 40.8096 | 6.5114 | 69.3082 | 10.935 | 7.461 | -3.4078 | 34.6666 | 0.40972 | 39.8985 | 5.0682
2471 | 6.2785 | -1.9152 | 13.3231 | -7.0903 | 37.3747 | 1.8945 | 40.755 | 6.4569 | 69.371 | 10.9591 | 7.4612 | -3.4075 | 34.5966 | 0.3399 | 39.9273 | 5.097
2472 | 6.3265 | -1.8672 | 13.3219 | -7.0919 | 37.3559 | 1.8565 | 40.7004 | 6.4024 | 69.4337 | 10.9832 | 7.4614 | -3.4073 | 34.6312 | 0.37464 | 40.0047 | 5.1744
2473 | 6.3744 | -1.8184 | 13.3234 | -7.0863 | 37.3372 | 1.8566 | 40.6567 | 6.3587 | 69.4964 | 11.0834 | 7.4382 | -3.4306 | 34.521 | 0.26448 | 40.0346 | 5.2044
2474 | 6.4224 | -1.7696 | 13.3291 | -7.0806 | 37.3184 | 1.8566 | 40.6129 | 6.3151 | 69.5592 | 11.1836 | 7.4149 | -3.4539 | 34.4427 | 0.18635 | 40.054 | 5.2238
2475 | 6.4704 | -1.7208 | 13.3347 | -7.0749 | 37.2997 | 1.8567 | 40.5691 | 6.2714 | 69.6219 | 11.2838 | 7.3916 | -3.4771 | 34.3736 | 0.11737 | 40.0238 | 5.1936
2476 | 6.5212 | -1.6719 | 13.3404 | -7.0693 | 37.3152 | 1.8567 | 40.5254 | 6.2278 | 69.6526 | 11.384 | 7.3683 | -3.5004 | 34.4118 | 0.15562 | 39.9211 | 5.0908
2477 | 6.5722 | -1.6231 | 13.346 | -7.0636 | 37.333 | 1.8568 | 40.4816 | 6.1841 | 69.6811 | 11.4842 | 7.345 | -3.5237 | 34.3072 | 0.051125 | 39.9736 | 5.1433
2478 | 6.6232 | -1.5743 | 13.3517 | -7.058 | 37.3507 | 1.8568 | 40.4378 | 6.1405 | 69.7097 | 11.5844 | 7.3217 | -3.547 | 34.1761 | -0.079836 | 40.1063 | 5.2761
2479 | 6.6742 | -1.5203 | 13.3585 | -7.0489 | 37.3685 | 1.8919 | 40.4649 | 6.1677 | 69.7382 | 11.5447 | 7.2682 | -3.6005 | 34.223 | -0.032853 | 40.1263 | 5.296
2480 | 6.7253 | -1.4663 | 13.3669 | -7.0399 | 37.3863 | 1.927 | 40.492 | 6.1949 | 69.7667 | 11.505 | 7.2146 | -3.6541 | 34.0732 | -0.18249 | 40.1366 | 5.3064
2481 | 6.7763 | -1.4123 | 13.3753 | -7.0309 | 37.4041 | 1.962 | 40.5191 | 6.2221 | 69.7953 | 11.4653 | 7.161 | -3.7077 | 34.0138 | -0.24175 | 40.0496 | 5.2194
2482 | 6.8096 | -1.3584 | 13.3838 | -7.0219 | 37.4422 | 1.9971 | 40.5463 | 6.2494 | 69.8123 | 11.4255 | 7.1075 | -3.7613 | 33.8935 | -0.36196 | 40.3338 | 5.5036
2483 | 6.8417 | -1.3044 | 13.3922 | -7.0128 | 37.4819 | 2.0321 | 40.5734 | 6.2766 | 69.8285 | 11.3858 | 7.0539 | -3.8148 | 33.8718 | -0.38352 | 40.2606 | 5.4304
2484 | 6.8737 | -1.2504 | 13.4006 | -7.0038 | 37.5215 | 2.0672 | 40.6005 | 6.3038 | 69.8448 | 11.3461 | 7.0003 | -3.8684 | 33.8107 | -0.44452 | 40.2986 | 5.4684
2485 | 6.9058 | -1.2384 | 13.407 | -6.9973 | 37.5611 | 2.1115 | 40.5613 | 6.2648 | 69.861 | 11.4161 | 6.9796 | -3.8891 | 33.7383 | -0.5168 | 40.328 | 5.4978
2486 | 6.9379 | -1.2264 | 13.4105 | -6.9909 | 37.6007 | 2.1557 | 40.5221 | 6.2257 | 69.8772 | 11.4861 | 6.9589 | -3.9098 | 33.6278 | -0.62726 | 40.3909 | 5.5608
2487 | 6.9699 | -1.2144 | 13.414 | -6.9844 | 37.6403 | 2.2 | 40.4829 | 6.1866 | 69.8934 | 11.556 | 6.9382 | -3.9305 | 33.6724 | -0.58252 | 40.4325 | 5.6023
2488 | 6.9731 | -1.2024 | 13.4175 | -6.978 | 37.6794 | 2.2442 | 40.4438 | 6.1476 | 69.8998 | 11.626 | 6.9175 | -3.9512 | 33.4893 | -0.76551 | 40.4676 | 5.6374
2489 | 6.9741 | -1.1904 | 13.421 | -6.9715 | 37.7185 | 2.2885 | 40.4046 | 6.1085 | 69.9055 | 11.696 | 6.8968 | -3.9719 | 33.4403 | -0.81434 | 40.5432 | 5.713
2490 | 6.975 | -1.1784 | 13.4245 | -6.965 | 37.7576 | 2.3327 | 40.3654 | 6.0695 | 69.9112 | 11.766 | 6.8761 | -3.9926 | 33.3422 | -0.9124 | 40.6656 | 5.8354
2491 | 6.976 | -1.1871 | 13.4182 | -6.9856 | 37.7967 | 2.3672 | 40.3831 | 6.0873 | 69.9169 | 11.7109 | 6.8446 | -4.0241 | 33.2381 | -1.0163 | 40.6342 | 5.8041
2492 | 6.977 | -1.1958 | 13.3982 | -7.0061 | 37.8358 | 2.4016 | 40.4009 | 6.1052 | 69.9226 | 11.6558 | 6.8132 | -4.0555 | 33.3017 | -0.95262 | 40.6622 | 5.832
2493 | 6.9779 | -1.2045 | 13.3782 | -7.0266 | 37.8748 | 2.4361 | 40.4186 | 6.123 | 69.9283 | 11.6007 | 6.7818 | -4.0869 | 33.1912 | -1.063 | 40.8006 | 5.9704
2494 | 6.9454 | -1.2132 | 13.3583 | -7.0471 | 37.9027 | 2.4706 | 40.4363 | 6.1408 | 69.8639 | 11.5456 | 6.7503 | -4.1184 | 33.1092 | -1.1449 | 40.7098 | 5.8797
2495 | 6.9101 | -1.2219 | 13.3383 | -7.0676 | 37.9296 | 2.505 | 40.4541 | 6.1587 | 69.7935 | 11.4905 | 6.7189 | -4.1498 | 33.004 | -1.25 | 40.8371 | 6.007
2496 | 6.8749 | -1.2305 | 13.3183 | -7.0882 | 37.9565 | 2.5395 | 40.4718 | 6.1765 | 69.7232 | 11.4354 | 6.6875 | -4.1812 | 33.0224 | -1.2315 | 40.858 | 6.0278
2497 | 6.8396 | -1.2902 | 13.3022 | -7.0996 | 37.9834 | 2.5595 | 40.4782 | 6.1831 | 69.6528 | 11.351 | 6.6783 | -4.1904 | 32.9661 | -1.2877 | 41.0197 | 6.1896
2498 | 6.8043 | -1.3498 | 13.2915 | -7.111 | 38.0103 | 2.5795 | 40.4846 | 6.1896 | 69.5825 | 11.2665 | 6.6691 | -4.1996 | 33.0016 | -1.2521 | 40.8876 | 6.0575
2499 | 6.769 | -1.4094 | 13.2808 | -7.1225 | 38.0372 | 2.5996 | 40.491 | 6.1961 | 69.5121 | 11.1821 | 6.6599 | -4.2088 | 32.8829 | -1.3706 | 40.8753 | 6.0452
2500 | 6.6979 | -1.4691 | 13.2701 | -7.1339 | 38.0483 | 2.6196 | 40.4974 | 6.2027 | 69.4606 | 11.0977 | 6.6507 | -4.218 | 32.8639 | -1.3896 | 40.7905 | 5.9604
2501 | 6.6236 | -1.5287 | 13.2594 | -7.1453 | 38.0581 | 2.6396 | 40.5039 | 6.2092 | 69.4108 | 11.0132 | 6.6415 | -4.2272 | 32.8492 | -1.4041 | 40.9171 | 6.087
2502 | 6.5492 | -1.5883 | 13.2487 | -7.1568 | 38.0678 | 2.6597 | 40.5103 | 6.2157 | 69.3609 | 10.9288 | 6.6323 | -4.2364 | 32.7546 | -1.4986 | 40.8902 | 6.0601
2503 | 6.4749 | -1.6757 | 13.2424 | -7.1571 | 38.0775 | 2.6599 | 40.5321 | 6.2376 | 69.3111 | 10.912 | 6.6462 | -4.2225 | 32.8485 | -1.4046 | 40.8694 | 6.0393
2504 | 6.4005 | -1.7631 | 13.2425 | -7.1575 | 38.0872 | 2.6602 | 40.5538 | 6.2595 | 69.2612 | 10.8952 | 6.6601 | -4.2086 | 32.8252 | -1.4278 | 40.8768 | 6.0467
2505 | 6.3262 | -1.8505 | 13.2425 | -7.1578 | 38.0969 | 2.6605 | 40.5756 | 6.2814 | 69.2114 | 10.8784 | 6.6741 | -4.1946 | 32.7792 | -1.4737 | 40.8534 | 6.0233
2506 | 6.2479 | -1.9378 | 13.2425 | -7.1582 | 38.0935 | 2.6607 | 40.5974 | 6.3033 | 69.1889 | 10.8617 | 6.688 | -4.1807 | 32.708 | -1.5448 | 40.6536 | 5.8236
2507 | 6.1693 | -2.0252 | 13.2425 | -7.1585 | 38.0889 | 2.661 | 40.6192 | 6.3252 | 69.169 | 10.8449 | 6.7019 | -4.1668 | 32.7417 | -1.511 | 40.5283 | 5.6982
2508 | 6.0907 | -2.1126 | 13.2426 | -7.1588 | 38.0843 | 2.6613 | 40.641 | 6.3471 | 69.1492 | 10.8281 | 6.7159 | -4.1528 | 32.7042 | -1.5484 | 40.5499 | 5.7199
2509 | 6.012 | -2.1821 | 13.2461 | -7.1519 | 38.0796 | 2.6523 | 40.6726 | 6.3789 | 69.1293 | 10.8057 | 6.7412 | -4.1274 | 32.8301 | -1.4224 | 40.4378 | 5.6077
2510 | 5.9334 | -2.2517 | 13.2547 | -7.1449 | 38.075 | 2.6433 | 40.7042 | 6.4106 | 69.1095 | 10.7833 | 6.7666 | -4.1021 | 32.7725 | -1.4798 | 40.4663 | 5.6362
2511 | 5.8547 | -2.3212 | 13.2632 | -7.1379 | 38.0703 | 2.6343 | 40.7358 | 6.4424 | 69.0896 | 10.761 | 6.792 | -4.0767 | 32.8398 | -1.4124 | 40.2438 | 5.4137
2512 | 5.7935 | -2.3908 | 13.2717 | -7.131 | 38.067 | 2.6253 | 40.7675 | 6.4741 | 69.0744 | 10.7386 | 6.8174 | -4.0513 | 32.84 | -1.4122 | 40.1817 | 5.3516
2513 | 5.734 | -2.4603 | 13.2802 | -7.124 | 38.0639 | 2.6164 | 40.7991 | 6.5058 | 69.0596 | 10.7162 | 6.8428 | -4.0259 | 32.8475 | -1.4044 | 40.184 | 5.354
2514 | 5.6746 | -2.5298 | 13.2887 | -7.117 | 38.0608 | 2.6074 | 40.8307 | 6.5376 | 69.0448 | 10.6938 | 6.8682 | -4.0005 | 32.8498 | -1.4021 | 39.947 | 5.1169
2515 | 5.6151 | -2.579 | 13.3046 | -7.0905 | 38.0576 | 2.61 | 40.8726 | 6.5796 | 69.03 | 10.6865 | 6.881 | -3.9877 | 32.9663 | -1.2854 | 39.8454 | 5.0154
2516 | 5.5556 | -2.6281 | 13.3305 | -7.064 | 38.0545 | 2.6127 | 40.9144 | 6.6215 | 69.0152 | 10.6793 | 6.8937 | -3.975 | 32.9386 | -1.3131 | 39.85 | 5.02
2517 | 5.4962 | -2.6773 | 13.3565 | -7.0375 | 38.0513 | 2.6153 | 40.9563 | 6.6635 | 69.0005 | 10.672 | 6.9065 | -3.9622 | 33.0174 | -1.2341 | 39.5798 | 4.7498
2518 | 5.4631 | -2.7264 | 13.3825 | -7.011 | 38.035 | 2.6179 | 40.9982 | 6.7055 | 69.0233 | 10.6647 | 6.9193 | -3.9494 | 33.1323 | -1.1192 | 39.599 | 4.7689
2519 | 5.4328 | -2.7756 | 13.4085 | -6.9845 | 38.0171 | 2.6206 | 41.0401 | 6.7475 | 69.0502 | 10.6574 | 6.9321 | -3.9366 | 33.1865 | -1.0649 | 39.4999 | 4.6699
2520 | 5.4025 | -2.8247 | 13.4344 | -6.958 | 37.9993 | 2.6232 | 41.0819 | 6.7895 | 69.0771 | 10.6502 | 6.9449 | -3.9238 | 33.3022 | -0.94899 | 39.5204 | 4.6904
2521 | 5.3723 | -2.8365 | 13.459 | -6.9334 | 37.9815 | 2.5865 | 41.1198 | 6.8275 | 69.104 | 10.7094 | 6.9544 | -3.9143 | 33.2765 | -0.97465 | 39.3111 | 4.4812
2522 | 5.342 | -2.8482 | 13.4815 | -6.9087 | 37.9637 | 2.5499 | 41.1576 | 6.8654 | 69.1309 | 10.7687 | 6.9638 | -3.9049 | 33.385 | -0.86596 | 39.2541 | 4.4241
2523 | 5.3118 | -2.8599 | 13.5041 | -6.884 | 37.9459 | 2.5132 | 41.1954 | 6.9034 | 69.1578 | 10.8279 | 6.9733 | -3.8954 | 33.48 | -0.77087 | 39.242 | 4.412
2524 | 5.3217 | -2.8716 | 13.5266 | -6.8594 | 37.9206 | 2.4766 | 41.2333 | 6.9413 | 69.2458 | 10.8871 | 6.9828 | -3.8859 | 33.5017 | -0.74909 | 39.2066 | 4.3766
2525 | 5.3362 | -2.8834 | 13.5492 | -6.8347 | 37.8944 | 2.4399 | 41.2711 | 6.9793 | 69.3407 | 10.9464 | 6.9923 | -3.8764 | 33.6058 | -0.64485 | 39.1955 | 4.3655
2526 | 5.3506 | -2.8951 | 13.5718 | -6.8101 | 37.8682 | 2.4033 | 41.3089 | 7.0172 | 69.4357 | 11.0056 | 7.0018 | -3.8669 | 33.7267 | -0.52384 | 39.1057 | 4.2758
2527 | 5.3651 | -2.8553 | 13.5865 | -6.8036 | 37.842 | 2.3871 | 41.3476 | 7.0561 | 69.5307 | 11.1343 | 7.0208 | -3.8479 | 33.7116 | -0.5388 | 39.1007 | 4.2708
2528 | 5.3796 | -2.8155 | 13.5905 | -6.7971 | 37.8158 | 2.371 | 41.3864 | 7.0949 | 69.6256 | 11.2629 | 7.0397 | -3.829 | 33.9247 | -0.32566 | 39.1027 | 4.2728
2529 | 5.3941 | -2.7757 | 13.5944 | -6.7907 | 37.7896 | 2.3549 | 41.4251 | 7.1337 | 69.7206 | 11.3915 | 7.0587 | -3.81 | 33.8815 | -0.36874 | 38.9738 | 4.1438
2530 | 5.4284 | -2.7359 | 13.5984 | -6.7842 | 37.7501 | 2.3387 | 41.4638 | 7.1726 | 69.8203 | 11.5202 | 7.0777 | -3.791 | 33.9907 | -0.25943 | 39.048 | 4.218
2531 | 5.465 | -2.6961 | 13.6024 | -6.7777 | 37.7089 | 2.3226 | 41.5025 | 7.2114 | 69.9207 | 11.6488 | 7.0966 | -3.7721 | 34.0581 | -0.19193 | 38.9333 | 4.1034
2532 | 5.5017 | -2.6563 | 13.6064 | -6.7712 | 37.6677 | 2.3065 | 41.5413 | 7.2503 | 70.0211 | 11.7774 | 7.1156 | -3.7531 | 34.2556 | 0.0057264 | 39.1026 | 4.2726
2533 | 5.5384 | -2.6217 | 13.6006 | -6.7871 | 37.6266 | 2.2423 | 41.4575 | 7.1666 | 70.1214 | 11.8519 | 7.1176 | -3.7511 | 34.3746 | 0.12485 | 39.098 | 4.2681
2534 | 5.575 | -2.5871 | 13.5816 | -6.803 | 37.5854 | 2.1782 | 41.3737 | 7.083 | 70.2218 | 11.9263 | 7.1196 | -3.7491 | 34.4379 | 0.18821 | 39.2167 | 4.3868
2535 | 5.6117 | -2.5525 | 13.5626 | -6.8189 | 37.5443 | 2.114 | 41.29 | 6.9993 | 70.3221 | 12.0008 | 7.1216 | -3.7471 | 34.4828 | 0.23322 | 39.2638 | 4.4339
2536 | 5.6599 | -2.5179 | 13.5436 | -6.8348 | 37.474 | 2.0499 | 41.2062 | 6.9157 | 70.3435 | 12.0752 | 7.1237 | -3.745 | 34.4631 | 0.21364 | 39.243 | 4.413
2537 | 5.7095 | -2.4833 | 13.5246 | -6.8507 | 37.4 | 1.9858 | 41.1224 | 6.832 | 70.3548 | 12.1497 | 7.1257 | -3.743 | 34.6348 | 0.38543 | 39.3273 | 4.4973
2538 | 5.7591 | -2.4487 | 13.5056 | -6.8666 | 37.326 | 1.9216 | 41.0387 | 6.7484 | 70.3662 | 12.2241 | 7.1277 | -3.741 | 34.6771 | 0.42786 | 39.4057 | 4.5758
2539 | 5.8088 | -2.3842 | 13.4771 | -6.9113 | 37.252 | 1.8388 | 40.9542 | 6.664 | 70.3776 | 12.1774 | 7.1317 | -3.737 | 34.6326 | 0.38347 | 39.4398 | 4.6099
2540 | 5.8584 | -2.3198 | 13.4356 | -6.9559 | 37.1781 | 1.756 | 40.8696 | 6.5796 | 70.389 | 12.1307 | 7.1357 | -3.733 | 34.706 | 0.45699 | 39.4503 | 4.6204
2541 | 5.9081 | -2.2554 | 13.3941 | -7.0006 | 37.1041 | 1.6732 | 40.7851 | 6.4952 | 70.4003 | 12.084 | 7.1397 | -3.729 | 34.7438 | 0.49494 | 39.7036 | 4.8737
2542 | 5.9612 | -2.191 | 13.3526 | -7.0453 | 37.0452 | 1.5904 | 40.7006 | 6.4108 | 70.353 | 12.0373 | 7.1437 | -3.725 | 34.7241 | 0.47527 | 39.8151 | 4.9852
2543 | 6.0148 | -2.1265 | 13.3111 | -7.09 | 36.9882 | 1.5076 | 40.6161 | 6.3264 | 70.2979 | 11.9907 | 7.1477 | -3.721 | 34.674 | 0.42537 | 39.8078 | 4.9779
2544 | 6.0685 | -2.0621 | 13.2696 | -7.1346 | 36.9313 | 1.4248 | 40.5315 | 6.242 | 70.2428 | 11.944 | 7.1517 | -3.717 | 34.6902 | 0.44163 | 39.7436 | 4.9137
2545 | 6.1221 | -2.0176 | 13.2424 | -7.1426 | 36.8744 | 1.3921 | 40.4975 | 6.208 | 70.1877 | 11.8815 | 7.1242 | -3.7445 | 34.6943 | 0.44586 | 39.8927 | 5.0628
2546 | 6.1757 | -1.9731 | 13.2346 | -7.1505 | 36.8175 | 1.3593 | 40.4634 | 6.1741 | 70.1326 | 11.819 | 7.0966 | -3.7721 | 34.643 | 0.39464 | 40.0732 | 5.2433
2547 | 6.2293 | -1.9286 | 13.2268 | -7.1584 | 36.7605 | 1.3266 | 40.4293 | 6.1401 | 70.0775 | 11.7565 | 7.0691 | -3.7996 | 34.456 | 0.2078 | 40.0202 | 5.1903
2548 | 6.2729 | -1.8841 | 13.219 | -7.1663 | 36.75 | 1.2938 | 40.3952 | 6.1061 | 70.0064 | 11.694 | 7.0415 | -3.8272 | 34.5162 | 0.26804 | 40.1807 | 5.3508
2549 | 6.3152 | -1.8396 | 13.2111 | -7.1742 | 36.7459 | 1.2611 | 40.3612 | 6.0722 | 69.933 | 11.6315 | 7.0139 | -3.8547 | 34.4045 | 0.15647 | 40.1995 | 5.3697
2550 | 6.3574 | -1.795 | 13.2033 | -7.1821 | 36.7418 | 1.2284 | 40.3271 | 6.0382 | 69.8595 | 11.5691 | 6.9864 | -3.8823 | 34.3233 | 0.075411 | 40.2851 | 5.4553
2551 | 6.3996 | -1.7541 | 13.1984 | -7.1854 | 36.7378 | 1.251 | 40.2636 | 5.9749 | 69.7861 | 11.486 | 6.9268 | -3.9419 | 34.2253 | -0.022489 | 40.3782 | 5.5484
2552 | 6.4418 | -1.7131 | 13.1975 | -7.1887 | 36.7337 | 1.2736 | 40.2001 | 5.9115 | 69.7127 | 11.4028 | 6.8672 | -4.0015 | 34.213 | -0.034713 | 40.5254 | 5.6955
2553 | 6.484 | -1.6721 | 13.1965 | -7.192 | 36.7296 | 1.2962 | 40.1367 | 5.8481 | 69.6393 | 11.3197 | 6.8076 | -4.0611 | 34.0659 | -0.18162 | 40.5478 | 5.718
2554 | 6.5289 | -1.6312 | 13.1956 | -7.1954 | 36.7819 | 1.3188 | 40.0732 | 5.7848 | 69.5544 | 11.2366 | 6.748 | -4.1207 | 33.9572 | -0.29023 | 40.6209 | 5.791
2555 | 6.5741 | -1.5902 | 13.1946 | -7.1987 | 36.8424 | 1.3414 | 40.0097 | 5.7214 | 69.4679 | 11.1535 | 6.6884 | -4.1803 | 33.866 | -0.38135 | 40.663 | 5.8331
2556 | 6.6193 | -1.5492 | 13.1937 | -7.202 | 36.9029 | 1.364 | 39.9462 | 5.6581 | 69.3814 | 11.0704 | 6.6288 | -4.2399 | 33.7664 | -0.48086 | 40.7292 | 5.8994
2557 | 6.6645 | -1.4992 | 13.2031 | -7.1769 | 36.9634 | 1.4595 | 40.0017 | 5.7137 | 69.2949 | 10.9811 | 6.5781 | -4.2906 | 33.6656 | -0.58156 | 40.7783 | 5.9485
2558 | 6.7098 | -1.4492 | 13.2265 | -7.1518 | 37.0239 | 1.5551 | 40.0572 | 5.7693 | 69.2084 | 10.8919 | 6.5273 | -4.3414 | 33.5384 | -0.70857 | 40.8756 | 6.0457
2559 | 6.755 | -1.3993 | 13.25 | -7.1267 | 37.0844 | 1.6506 | 40.1127 | 5.8249 | 69.1218 | 10.8026 | 6.4766 | -4.3921 | 33.481 | -0.76593 | 40.7593 | 5.9295
2560 | 6.7801 | -1.3493 | 13.2734 | -7.1016 | 37.174 | 1.7462 | 40.1682 | 5.8805 | 69.0847 | 10.7133 | 6.4258 | -4.4428 | 33.3374 | -0.90941 | 40.8262 | 5.9964
2561 | 6.8022 | -1.2993 | 13.2968 | -7.0765 | 37.268 | 1.8417 | 40.2237 | 5.9361 | 69.0551 | 10.6241 | 6.3751 | -4.4936 | 33.3229 | -0.92379 | 40.9316 | 6.1018
2562 | 6.8243 | -1.2493 | 13.3203 | -7.0514 | 37.3621 | 1.9373 | 40.2792 | 5.9917 | 69.0255 | 10.5348 | 6.3243 | -4.5443 | 33.1526 | -1.094 | 40.8885 | 6.0587
2563 | 6.8464 | -1.2518 | 13.3383 | -7.0402 | 37.4561 | 2.0302 | 40.3203 | 6.033 | 68.9959 | 10.5601 | 6.2893 | -4.5793 | 33.1535 | -1.0929 | 41.0686 | 6.2389
2564 | 6.8685 | -1.2543 | 13.3492 | -7.029 | 37.5501 | 2.1231 | 40.3615 | 6.0743 | 68.9663 | 10.5854 | 6.2543 | -4.6143 | 33.0782 | -1.1682 | 40.6624 | 5.8326
2565 | 6.8906 | -1.2569 | 13.3601 | -7.0178 | 37.6441 | 2.216 | 40.4026 | 6.1155 | 68.9367 | 10.6108 | 6.2193 | -4.6493 | 32.9432 | -1.3031 | 40.9789 | 6.1492
2566 | 6.8708 | -1.2594 | 13.371 | -7.0066 | 37.7407 | 2.3089 | 40.4437 | 6.1568 | 68.9204 | 10.6361 | 6.1843 | -4.6843 | 32.8457 | -1.4004 | 40.9843 | 6.1546
2567 | 6.8443 | -1.2619 | 13.3819 | -6.9954 | 37.8377 | 2.4018 | 40.4849 | 6.1981 | 68.9061 | 10.6614 | 6.1493 | -4.7194 | 32.8068 | -1.4392 | 41.0057 | 6.1759
2568 | 6.8177 | -1.2644 | 13.3927 | -6.9842 | 37.9348 | 2.4947 | 40.526 | 6.2393 | 68.8918 | 10.6867 | 6.1143 | -4.7543 | 32.7994 | -1.4466 | 40.7845 | 5.9548
2569 | 6.7912 | -1.312 | 13.4034 | -6.9726 | 38.0318 | 2.5958 | 40.6067 | 6.3202 | 68.8776 | 10.6368 | 6.1374 | -4.7313 | 32.7943 | -1.4515 | 40.9105 | 6.0807
2570 | 6.7647 | -1.3595 | 13.4137 | -6.9611 | 38.1288 | 2.6968 | 40.6875 | 6.401 | 68.8633 | 10.5868 | 6.1604 | -4.7083 | 32.817 | -1.4287 | 40.7593 | 5.9296
2571 | 6.7382 | -1.407 | 13.4241 | -6.9496 | 38.2258 | 2.7979 | 40.7682 | 6.4818 | 68.8491 | 10.5369 | 6.1834 | -4.6852 | 32.7179 | -1.5277 | 40.6147 | 5.785
2572 | 6.6852 | -1.4546 | 13.4344 | -6.938 | 38.2927 | 2.8989 | 40.8489 | 6.5626 | 68.8574 | 10.4869 | 6.2065 | -4.6622 | 32.8111 | -1.4344 | 40.7404 | 5.9106
2573 | 6.6279 | -1.5021 | 13.4447 | -6.9265 | 38.3547 | 2.9999 | 40.9296 | 6.6435 | 68.8696 | 10.437 | 6.2295 | -4.6391 | 32.7717 | -1.4737 | 40.6274 | 5.7977
2574 | 6.5707 | -1.5496 | 13.4551 | -6.9149 | 38.4167 | 3.101 | 41.0103 | 6.7243 | 68.8817 | 10.387 | 6.2526 | -4.6161 | 32.6798 | -1.5655 | 40.6229 | 5.7932
2575 | 6.5134 | -1.6149 | 13.4614 | -6.9124 | 38.4786 | 3.1277 | 41.0435 | 6.7576 | 68.8938 | 10.4559 | 6.2838 | -4.5849 | 32.6593 | -1.5858 | 40.4424 | 5.6127
2576 | 6.4561 | -1.6802 | 13.4624 | -6.9098 | 38.5406 | 3.1545 | 41.0766 | 6.7909 | 68.9059 | 10.5248 | 6.3151 | -4.5536 | 32.8055 | -1.4396 | 40.5433 | 5.7135
2577 | 6.3988 | -1.7455 | 13.4634 | -6.9073 | 38.6026 | 3.1813 | 41.1098 | 6.8242 | 68.918 | 10.5936 | 6.3463 | -4.5224 | 32.7918 | -1.4531 | 40.3717 | 5.542
2578 | 6.3228 | -1.8108 | 13.4644 | -6.9047 | 38.622 | 3.2081 | 41.143 | 6.8575 | 68.9636 | 10.6625 | 6.3775 | -4.4911 | 32.8283 | -1.4165 | 40.3982 | 5.5684
2579 | 6.2437 | -1.8761 | 13.4654 | -6.9022 | 38.634 | 3.2348 | 41.1762 | 6.8908 | 69.0149 | 10.7314 | 6.4088 | -4.4599 | 32.8655 | -1.3792 | 40.2739 | 5.4442
2580 | 6.1645 | -1.9414 | 13.4664 | -6.8997 | 38.6461 | 3.2616 | 41.2094 | 6.9241 | 69.0662 | 10.8002 | 6.44 | -4.4287 | 32.9525 | -1.2921 | 40.2589 | 5.4292
2581 | 6.0853 | -2.0323 | 13.4631 | -6.9097 | 38.6582 | 3.2606 | 41.2024 | 6.9172 | 69.1175 | 10.836 | 6.4926 | -4.376 | 32.9627 | -1.2818 | 40.1488 | 5.3191
2582 | 6.0062 | -2.1231 | 13.4542 | -6.9197 | 38.6702 | 3.2597 | 41.1954 | 6.9103 | 69.1688 | 10.8717 | 6.5453 | -4.3234 | 33.0638 | -1.1806 | 40.0411 | 5.2114
2583 | 5.927 | -2.2139 | 13.4452 | -6.9297 | 38.6823 | 3.2587 | 41.1883 | 6.9034 | 69.22 | 10.9075 | 6.5979 | -4.2708 | 33.1271 | -1.1172 | 39.9365 | 5.1068
2584 | 5.8373 | -2.3048 | 13.4362 | -6.9397 | 38.633 | 3.2577 | 41.1813 | 6.8965 | 69.2589 | 10.9433 | 6.6505 | -4.2182 | 33.1387 | -1.1054 | 39.911 | 5.0813
2585 | 5.7456 | -2.3956 | 13.4273 | -6.9497 | 38.5728 | 3.2568 | 41.1743 | 6.8896 | 69.2955 | 10.979 | 6.7031 | -4.1656 | 33.2008 | -1.0432 | 39.8577 | 5.0281
2586 | 5.654 | -2.4864 | 13.4183 | -6.9597 | 38.5125 | 3.2558 | 41.1673 | 6.8827 | 69.3322 | 11.0148 | 6.7557 | -4.1129 | 33.2354 | -1.0086 | 39.824 | 4.9943
2587 | 5.5624 | -2.5779 | 13.4152 | -6.9551 | 38.4522 | 3.1424 | 41.1122 | 6.8278 | 69.3688 | 11.0526 | 6.8055 | -4.0632 | 33.3052 | -0.93861 | 39.8317 | 5.002
2588 | 5.4707 | -2.6694 | 13.4199 | -6.9504 | 38.392 | 3.0289 | 41.0572 | 6.7729 | 69.4054 | 11.0904 | 6.8552 | -4.0135 | 33.2807 | -0.96308 | 39.6119 | 4.7822
2589 | 5.3791 | -2.7609 | 13.4246 | -6.9458 | 38.3317 | 2.9154 | 41.0022 | 6.718 | 69.442 | 11.1281 | 6.905 | -3.9637 | 33.3316 | -0.91205 | 39.6041 | 4.7744
2590 | 5.3208 | -2.8524 | 13.4293 | -6.9411 | 38.2511 | 2.8019 | 40.9472 | 6.6631 | 69.5035 | 11.1659 | 6.9547 | -3.914 | 33.4657 | -0.77786 | 39.4747 | 4.645
2591 | 5.2688 | -2.9439 | 13.434 | -6.9365 | 38.1667 | 2.6885 | 40.8922 | 6.6082 | 69.5696 | 11.2037 | 7.0044 | -3.8642 | 33.5157 | -0.7277 | 39.4235 | 4.5938
2592 | 5.2167 | -3.0354 | 13.4387 | -6.9318 | 38.0823 | 2.575 | 40.8372 | 6.5534 | 69.6357 | 11.2415 | 7.0542 | -3.8145 | 33.4936 | -0.74967 | 39.3836 | 4.554
2593 | 5.1647 | -3.0511 | 13.4451 | -6.9229 | 37.9979 | 2.517 | 40.7725 | 6.4888 | 69.7018 | 11.3334 | 7.0636 | -3.8051 | 33.5067 | -0.73646 | 39.2095 | 4.3798
2594 | 5.1126 | -3.0669 | 13.4538 | -6.914 | 37.9135 | 2.459 | 40.7078 | 6.4243 | 69.7678 | 11.4253 | 7.0729 | -3.7957 | 33.576 | -0.66705 | 38.9571 | 4.1275
2595 | 5.0605 | -3.0826 | 13.4625 | -6.9051 | 37.8291 | 2.401 | 40.6432 | 6.3597 | 69.8339 | 11.5172 | 7.0823 | -3.7864 | 33.6619 | -0.5811 | 38.9411 | 4.1115
2596 | 5.0501 | -3.0983 | 13.4712 | -6.8962 | 37.7621 | 2.343 | 40.5785 | 6.2952 | 69.8887 | 11.6091 | 7.0917 | -3.777 | 33.7055 | -0.53736 | 38.8931 | 4.0634
2597 | 5.0476 | -3.1141 | 13.4799 | -6.8873 | 37.6986 | 2.285 | 40.5138 | 6.2306 | 69.9413 | 11.701 | 7.1011 | -3.7676 | 33.71 | -0.53277 | 38.9381 | 4.1085
2598 | 5.0452 | -3.1298 | 13.4886 | -6.8784 | 37.6351 | 2.2271 | 40.4492 | 6.1661 | 69.9939 | 11.7929 | 7.1105 | -3.7582 | 33.7025 | -0.54013 | 38.887 | 4.0574
2599 | 5.0428 | -3.1195 | 13.4975 | -6.868 | 37.5715 | 2.1588 | 40.4625 | 6.1795 | 70.0465 | 11.8107 | 7.0755 | -3.7932 | 33.8219 | -0.4207 | 38.8275 | 3.9979
2600 | 5.0404 | -3.1091 | 13.5066 | -6.8577 | 37.508 | 2.0906 | 40.4757 | 6.1929 | 70.099 | 11.8284 | 7.0405 | -3.8282 | 33.7492 | -0.49324 | 38.9422 | 4.1126
2601 | 5.0379 | -3.0987 | 13.5157 | -6.8473 | 37.4444 | 2.0224 | 40.489 | 6.2063 | 70.1516 | 11.8461 | 7.0055 | -3.8632 | 33.8901 | -0.35222 | 38.9827 | 4.1531
2602 | 5.0642 | -3.0884 | 13.5248 | -6.837 | 37.3814 | 1.9541 | 40.5023 | 6.2197 | 70.1926 | 11.8638 | 6.9705 | -3.8982 | 33.8973 | -0.34493 | 39.0169 | 4.1873
2603 | 5.0962 | -3.078 | 13.5339 | -6.8266 | 37.3186 | 1.8859 | 40.5156 | 6.2331 | 70.2313 | 11.8816 | 6.9355 | -3.9332 | 33.8212 | -0.42092 | 38.9287 | 4.0991
2604 | 5.1281 | -3.0676 | 13.543 | -6.8163 | 37.2557 | 1.8177 | 40.5289 | 6.2465 | 70.2699 | 11.8993 | 6.9005 | -3.9682 | 33.8448 | -0.39719 | 39.0462 | 4.2166
2605 | 5.1601 | -3.0155 | 13.5473 | -6.8153 | 37.1928 | 1.7598 | 40.4653 | 6.183 | 70.3086 | 11.957 | 6.8632 | -4.0055 | 33.9564 | -0.28555 | 39.0231 | 4.1935
2606 | 5.1921 | -2.9633 | 13.5454 | -6.8144 | 37.1299 | 1.702 | 40.4016 | 6.1195 | 70.3472 | 12.0147 | 6.8258 | -4.0428 | 34.0239 | -0.21789 | 38.9858 | 4.1562
2607 | 5.2241 | -2.9112 | 13.5436 | -6.8135 | 37.067 | 1.6442 | 40.338 | 6.056 | 70.3859 | 12.0724 | 6.7885 | -4.0801 | 33.981 | -0.26065 | 39.2005 | 4.3709
2608 | 5.2783 | -2.859 | 13.5417 | -6.8126 | 37.0142 | 1.5864 | 40.2743 | 5.9925 | 70.392 | 12.1301 | 6.7512 | -4.1174 | 33.9461 | -0.29553 | 39.0735 | 4.2439
2609 | 5.3372 | -2.8068 | 13.5398 | -6.8117 | 36.9635 | 1.5286 | 40.2107 | 5.9289 | 70.3915 | 12.1878 | 6.7139 | -4.1547 | 33.9668 | -0.27465 | 39.2628 | 4.4332
2610 | 5.396 | -2.7547 | 13.5379 | -6.8107 | 36.9127 | 1.4708 | 40.1471 | 5.8654 | 70.3909 | 12.2455 | 6.6766 | -4.192 | 33.9131 | -0.32823 | 39.3067 | 4.4771
2611 | 5.4548 | -2.689 | 13.5261 | -6.8359 | 36.862 | 1.4266 | 40.1586 | 5.8771 | 70.3904 | 12.1935 | 6.6139 | -4.2548 | 34.0138 | -0.22749 | 39.4645 | 4.6349
2612 | 5.5137 | -2.6234 | 13.5014 | -6.8611 | 36.8113 | 1.3825 | 40.1701 | 5.8887 | 70.3898 | 12.1414 | 6.5511 | -4.3175 | 33.9447 | -0.29641 | 39.4952 | 4.6657
2613 | 5.5725 | -2.5577 | 13.4768 | -6.8863 | 36.7606 | 1.3383 | 40.1816 | 5.9003 | 70.3892 | 12.0894 | 6.4884 | -4.3803 | 33.9403 | -0.30073 | 39.5581 | 4.7286
2614 | 5.6277 | -2.4921 | 13.4521 | -6.9114 | 36.7392 | 1.2942 | 40.1931 | 5.912 | 70.3652 | 12.0374 | 6.4257 | -4.443 | 33.8021 | -0.4388 | 39.6225 | 4.793
2615 | 5.682 | -2.4264 | 13.4275 | -6.9366 | 36.7242 | 1.2501 | 40.2047 | 5.9236 | 70.3362 | 11.9853 | 6.3629 | -4.5057 | 33.8915 | -0.34931 | 39.8276 | 4.9981
2616 | 5.7364 | -2.3608 | 13.4028 | -6.9618 | 36.7092 | 1.2059 | 40.2162 | 5.9353 | 70.3071 | 11.9333 | 6.3002 | -4.5685 | 33.8307 | -0.41001 | 39.836 | 5.0065
2617 | 5.7907 | -2.3156 | 13.3825 | -6.9776 | 36.6942 | 1.2171 | 40.2338 | 5.953 | 70.2781 | 11.925 | 6.2711 | -4.5976 | 33.8276 | -0.41298 | 39.9375 | 5.108
2618 | 5.8451 | -2.2704 | 13.3678 | -6.9935 | 36.6792 | 1.2282 | 40.2515 | 5.9708 | 70.249 | 11.9167 | 6.2419 | -4.6267 | 33.8301 | -0.41036 | 39.9341 | 5.1046
2619 | 5.8994 | -2.2252 | 13.3531 | -7.0093 | 36.6642 | 1.2393 | 40.2692 | 5.9886 | 70.2199 | 11.9084 | 6.2128 | -4.6559 | 33.8084 | -0.43196 | 40.0731 | 5.2436
2620 | 5.9388 | -2.18 | 13.3384 | -7.0252 | 36.6795 | 1.2505 | 40.2869 | 6.0064 | 70.1424 | 11.9001 | 6.1837 | -4.685 | 33.7191 | -0.52118 | 40.1585 | 5.3289
2621 | 5.9749 | -2.1348 | 13.3237 | -7.041 | 36.7016 | 1.2616 | 40.3045 | 6.0242 | 70.054 | 11.8918 | 6.1545 | -4.7141 | 33.7255 | -0.51468 | 40.2144 | 5.3849
2622 | 6.0109 | -2.0896 | 13.309 | -7.0569 | 36.7237 | 1.2727 | 40.3222 | 6.042 | 69.9656 | 11.8835 | 6.1254 | -4.7433 | 33.5962 | -0.64385 | 40.3179 | 5.4883
2623 | 6.047 | -2.0608 | 13.3012 | -7.0568 | 36.7458 | 1.3047 | 40.2794 | 5.9994 | 69.8772 | 11.7247 | 6.0889 | -4.7797 | 33.5014 | -0.7386 | 40.2862 | 5.4567
2624 | 6.083 | -2.032 | 13.3025 | -7.0567 | 36.7678 | 1.3368 | 40.2367 | 5.9567 | 69.7888 | 11.5659 | 6.0525 | -4.8162 | 33.5349 | -0.70492 | 40.4299 | 5.6004
2625 | 6.1191 | -2.0031 | 13.3037 | -7.0566 | 36.7899 | 1.3688 | 40.1939 | 5.9141 | 69.7005 | 11.4071 | 6.016 | -4.8526 | 33.426 | -0.81372 | 40.5741 | 5.7446
2626 | 6.1332 | -1.9743 | 13.3049 | -7.0565 | 36.8402 | 1.4008 | 40.1511 | 5.8714 | 69.5762 | 11.2483 | 5.9796 | -4.8891 | 33.4883 | -0.75134 | 40.4065 | 5.577
2627 | 6.1423 | -1.9454 | 13.3061 | -7.0564 | 36.897 | 1.4328 | 40.1084 | 5.8288 | 69.4436 | 11.0895 | 5.9431 | -4.9255 | 33.3094 | -0.93016 | 40.4052 | 5.5757
2628 | 6.1514 | -1.9166 | 13.3073 | -7.0564 | 36.9539 | 1.4649 | 40.0656 | 5.7861 | 69.3111 | 10.9307 | 5.9067 | -4.962 | 33.268 | -0.97145 | 40.5864 | 5.7569
2629 | 6.1605 | -1.924 | 13.3152 | -7.0405 | 37.0107 | 1.5438 | 40.1217 | 5.8424 | 69.1785 | 10.8216 | 5.9021 | -4.9665 | 33.3363 | -0.90305 | 40.4349 | 5.6054
2630 | 6.1696 | -1.9315 | 13.3316 | -7.0246 | 37.0675 | 1.6228 | 40.1778 | 5.8986 | 69.046 | 10.7126 | 5.8975 | -4.9711 | 33.1726 | -1.0667 | 40.5296 | 5.7001
2631 | 6.1787 | -1.9389 | 13.348 | -7.0087 | 37.1244 | 1.7018 | 40.2338 | 5.9548 | 68.9134 | 10.6035 | 5.8929 | -4.9757 | 33.1318 | -1.1074 | 40.4445 | 5.6151
2632 | 6.1686 | -1.9464 | 13.3643 | -6.9928 | 37.2038 | 1.7807 | 40.2899 | 6.011 | 68.8351 | 10.4945 | 5.8883 | -4.9803 | 33.0834 | -1.1557 | 40.5155 | 5.686
2633 | 6.1539 | -1.9538 | 13.3807 | -6.9769 | 37.2886 | 1.8597 | 40.346 | 6.0672 | 68.7697 | 10.3854 | 5.8837 | -4.9849 | 33.0422 | -1.1967 | 40.3229 | 5.4934
2634 | 6.1393 | -1.9613 | 13.3971 | -6.9609 | 37.3734 | 1.9387 | 40.4021 | 6.1234 | 68.7043 | 10.2764 | 5.8791 | -4.9895 | 33.0235 | -1.2153 | 40.4919 | 5.6625
2635 | 6.1247 | -1.9814 | 13.4164 | -6.936 | 37.4581 | 2.0289 | 40.4065 | 6.1279 | 68.6389 | 10.2497 | 5.8831 | -4.9855 | 33.0604 | -1.1783 | 40.4003 | 5.5709
2636 | 6.11 | -2.0015 | 13.4393 | -6.911 | 37.5429 | 2.119 | 40.411 | 6.1325 | 68.5735 | 10.223 | 5.8871 | -4.9815 | 32.9656 | -1.273 | 40.3569 | 5.5274
2637 | 6.0954 | -2.0215 | 13.4623 | -6.886 | 37.6277 | 2.2092 | 40.4155 | 6.1371 | 68.5081 | 10.1963 | 5.8912 | -4.9775 | 32.8851 | -1.3534 | 40.3568 | 5.5274
2638 | 6.0786 | -2.0416 | 13.4852 | -6.861 | 37.6762 | 2.2994 | 40.4199 | 6.1417 | 68.4929 | 10.1696 | 5.8952 | -4.9735 | 32.9953 | -1.243 | 40.2839 | 5.4545
2639 | 6.0614 | -2.0617 | 13.5082 | -6.8361 | 37.7157 | 2.3896 | 40.4244 | 6.1463 | 68.4899 | 10.143 | 5.8992 | -4.9695 | 32.8931 | -1.3452 | 40.2287 | 5.3993
2640 | 6.0442 | -2.0818 | 13.5311 | -6.8111 | 37.7552 | 2.4798 | 40.4289 | 6.1509 | 68.4869 | 10.1163 | 5.9032 | -4.9654 | 32.8284 | -1.4098 | 40.2316 | 5.4022
2641 | 6.0269 | -2.0957 | 13.5461 | -6.8042 | 37.7947 | 2.4752 | 40.4393 | 6.1614 | 68.484 | 10.1344 | 5.9125 | -4.9562 | 32.852 | -1.3861 | 40.1316 | 5.3021
2642 | 6.0097 | -2.1096 | 13.551 | -6.7973 | 37.8342 | 2.4707 | 40.4498 | 6.172 | 68.481 | 10.1526 | 5.9218 | -4.9469 | 32.7522 | -1.4858 | 40.1689 | 5.3394
2643 | 5.9924 | -2.1235 | 13.556 | -6.7903 | 37.8737 | 2.4661 | 40.4602 | 6.1826 | 68.478 | 10.1708 | 5.9311 | -4.9376 | 32.7916 | -1.4463 | 40.176 | 5.3466
2644 | 5.9586 | -2.1374 | 13.5609 | -6.7834 | 37.9051 | 2.4615 | 40.4707 | 6.1932 | 68.5336 | 10.189 | 5.9403 | -4.9283 | 32.8642 | -1.3736 | 39.9945 | 5.1651
2645 | 5.9205 | -2.1513 | 13.5659 | -6.7765 | 37.9345 | 2.4569 | 40.4811 | 6.2038 | 68.604 | 10.2071 | 5.9496 | -4.919 | 32.9354 | -1.3022 | 39.9783 | 5.1489
2646 | 5.8825 | -2.1652 | 13.5708 | -6.7696 | 37.9639 | 2.4524 | 40.4916 | 6.2143 | 68.6744 | 10.2253 | 5.9589 | -4.9097 | 32.9553 | -1.2823 | 39.8503 | 5.0209
2647 | 5.8445 | -2.2234 | 13.5692 | -6.78 | 37.9933 | 2.5117 | 40.555 | 6.2779 | 68.7448 | 10.3417 | 5.9946 | -4.8741 | 32.9261 | -1.3113 | 39.8912 | 5.0618
2648 | 5.8064 | -2.2816 | 13.5592 | -6.7904 | 38.0227 | 2.571 | 40.6184 | 6.3414 | 68.8152 | 10.458 | 6.0302 | -4.8384 | 33.0288 | -1.2086 | 39.9154 | 5.086
2649 | 5.7684 | -2.3399 | 13.5492 | -6.8007 | 38.0521 | 2.6303 | 40.6818 | 6.4049 | 68.8856 | 10.5743 | 6.0659 | -4.8028 | 32.9774 | -1.2598 | 39.8696 | 5.0402
2650 | 5.7144 | -2.3981 | 13.5392 | -6.8111 | 38.0759 | 2.6896 | 40.7452 | 6.4684 | 68.971 | 10.6907 | 6.1015 | -4.7671 | 33 | -1.2371 | 39.7266 | 4.8972
2651 | 5.6563 | -2.4564 | 13.5292 | -6.8215 | 38.0981 | 2.749 | 40.8086 | 6.5319 | 69.0603 | 10.807 | 6.1372 | -4.7315 | 33.1516 | -1.0854 | 39.652 | 4.8227
2652 | 5.5982 | -2.5146 | 13.5192 | -6.8319 | 38.1204 | 2.8083 | 40.872 | 6.5955 | 69.1495 | 10.9234 | 6.1728 | -4.6958 | 33.1466 | -1.0903 | 39.6022 | 4.7728
2653 | 5.5401 | -2.5717 | 13.5114 | -6.8343 | 38.1426 | 2.7986 | 40.8657 | 6.5893 | 69.2388 | 10.9895 | 6.2162 | -4.6524 | 33.105 | -1.1318 | 39.6241 | 4.7948
2654 | 5.482 | -2.6288 | 13.5063 | -6.8367 | 38.1649 | 2.7889 | 40.8595 | 6.5832 | 69.3281 | 11.0556 | 6.2597 | -4.609 | 33.2439 | -0.99281 | 39.5884 | 4.7591
2655 | 5.4239 | -2.686 | 13.5013 | -6.8391 | 38.1871 | 2.7792 | 40.8532 | 6.5771 | 69.4174 | 11.1217 | 6.3031 | -4.5655 | 33.2538 | -0.98282 | 39.4154 | 4.5861
2656 | 5.3663 | -2.7431 | 13.4962 | -6.8415 | 38.1549 | 2.7695 | 40.847 | 6.571 | 69.4981 | 11.1878 | 6.3465 | -4.5221 | 33.2915 | -0.94498 | 39.3469 | 4.5176
2657 | 5.3087 | -2.8002 | 13.4911 | -6.8439 | 38.1079 | 2.7598 | 40.8407 | 6.5648 | 69.5766 | 11.2539 | 6.39 | -4.4787 | 33.3969 | -0.83948 | 39.4029 | 4.5735
2658 | 5.2511 | -2.8573 | 13.486 | -6.8463 | 38.061 | 2.7501 | 40.8345 | 6.5587 | 69.6551 | 11.32 | 6.4334 | -4.4352 | 33.413 | -0.82324 | 39.3384 | 4.5091
2659 | 5.1936 | -2.9144 | 13.4726 | -6.8736 | 38.0141 | 2.6712 | 40.7852 | 6.5095 | 69.7336 | 11.4096 | 6.4677 | -4.4009 | 33.4746 | -0.7615 | 39.2277 | 4.3984
2660 | 5.136 | -2.9715 | 13.4487 | -6.9009 | 37.9671 | 2.5922 | 40.7358 | 6.4603 | 69.8121 | 11.4992 | 6.5021 | -4.3666 | 33.5014 | -0.7347 | 39.1914 | 4.362
2661 | 5.0785 | -3.0285 | 13.4247 | -6.9281 | 37.9202 | 2.5133 | 40.6865 | 6.4111 | 69.8905 | 11.5888 | 6.5364 | -4.3323 | 33.5773 | -0.65869 | 39.321 | 4.4916
2662 | 5.0361 | -3.0856 | 13.4008 | -6.9554 | 37.8464 | 2.4344 | 40.6371 | 6.3618 | 69.9615 | 11.6784 | 6.5707 | -4.2979 | 33.5669 | -0.66894 | 39.259 | 4.4297
2663 | 4.998 | -3.1427 | 13.3769 | -6.9827 | 37.7653 | 2.3555 | 40.5878 | 6.3126 | 70.0304 | 11.7679 | 6.605 | -4.2636 | 33.6865 | -0.54924 | 39.1727 | 4.3434
2664 | 4.9598 | -3.1998 | 13.353 | -7.01 | 37.6841 | 2.2765 | 40.5384 | 6.2634 | 70.0993 | 11.8575 | 6.6394 | -4.2293 | 33.6106 | -0.62502 | 39.2247 | 4.3953
2665 | 4.9217 | -3.2207 | 13.3449 | -6.9973 | 37.603 | 2.1937 | 40.5137 | 6.2388 | 70.1682 | 11.9089 | 6.6075 | -4.2611 | 33.6102 | -0.62534 | 39.1902 | 4.3609
2666 | 4.8835 | -3.2416 | 13.3566 | -6.9846 | 37.5218 | 2.1109 | 40.4889 | 6.2142 | 70.2371 | 11.9604 | 6.5757 | -4.293 | 33.6891 | -0.54636 | 39.0695 | 4.2402
2667 | 4.8454 | -3.2626 | 13.3683 | -6.9719 | 37.4406 | 2.0281 | 40.4642 | 6.1895 | 70.306 | 12.0118 | 6.5438 | -4.3248 | 33.7329 | -0.50241 | 39.108 | 4.2787
2668 | 4.8342 | -3.2835 | 13.3801 | -6.9592 | 37.369 | 1.9453 | 40.4395 | 6.1649 | 70.3357 | 12.0632 | 6.512 | -4.3567 | 33.7951 | -0.44008 | 39.1038 | 4.2745
2669 | 4.8308 | -3.3044 | 13.3918 | -6.9465 | 37.3001 | 1.8624 | 40.4147 | 6.1403 | 70.3541 | 12.1146 | 6.4801 | -4.3885 | 33.7874 | -0.44766 | 39.1903 | 4.361
2670 | 4.8274 | -3.3253 | 13.4036 | -6.9338 | 37.2312 | 1.7796 | 40.39 | 6.1157 | 70.3726 | 12.166 | 6.4483 | -4.4203 | 33.7908 | -0.44422 | 38.9589 | 4.1296
2671 | 4.824 | -3.3128 | 13.4133 | -6.9275 | 37.1623 | 1.723 | 40.3564 | 6.0822 | 70.391 | 12.1565 | 6.4171 | -4.4515 | 33.7712 | -0.4637 | 39.1165 | 4.2872
2672 | 4.8206 | -3.3003 | 13.4207 | -6.9213 | 37.0934 | 1.6663 | 40.3228 | 6.0488 | 70.4095 | 12.1469 | 6.386 | -4.4826 | 33.8425 | -0.39225 | 39.0497 | 4.2204
2673 | 4.8172 | -3.2877 | 13.428 | -6.915 | 37.0245 | 1.6097 | 40.2893 | 6.0154 | 70.4279 | 12.1374 | 6.3548 | -4.5138 | 33.8135 | -0.42123 | 39.2609 | 4.4316
2674 | 4.8381 | -3.2752 | 13.4353 | -6.9087 | 36.971 | 1.5531 | 40.2557 | 5.9819 | 70.4208 | 12.1278 | 6.3237 | -4.545 | 33.8377 | -0.39685 | 39.2281 | 4.3988
2675 | 4.8662 | -3.2627 | 13.4427 | -6.9025 | 36.922 | 1.4964 | 40.2222 | 5.9485 | 70.4061 | 12.1183 | 6.2925 | -4.5761 | 33.8028 | -0.43166 | 39.1977 | 4.3684
2676 | 4.8942 | -3.2502 | 13.45 | -6.8962 | 36.8731 | 1.4398 | 40.1886 | 5.915 | 70.3914 | 12.1087 | 6.2614 | -4.6073 | 33.6774 | -0.55697 | 39.2042 | 4.3749
2677 | 4.9223 | -3.2079 | 13.463 | -6.8745 | 36.8241 | 1.3977 | 40.1629 | 5.8895 | 70.3767 | 12.09 | 6.2227 | -4.646 | 33.8262 | -0.40804 | 39.3115 | 4.4823
2678 | 4.9503 | -3.1657 | 13.483 | -6.8528 | 36.7752 | 1.3556 | 40.1373 | 5.864 | 70.362 | 12.0713 | 6.184 | -4.6847 | 33.8303 | -0.40387 | 39.3808 | 4.5515
2679 | 4.9784 | -3.1234 | 13.5029 | -6.8311 | 36.7262 | 1.3135 | 40.1116 | 5.8384 | 70.3473 | 12.0525 | 6.1453 | -4.7233 | 33.8177 | -0.41632 | 39.3643 | 4.535
2680 | 5.021 | -3.0812 | 13.5229 | -6.8094 | 36.6993 | 1.2714 | 40.086 | 5.8129 | 70.2808 | 12.0338 | 6.1066 | -4.762 | 33.8027 | -0.43129 | 39.4331 | 4.6039
2681 | 5.0681 | -3.0389 | 13.5429 | -6.7877 | 36.679 | 1.2294 | 40.0603 | 5.7874 | 70.1987 | 12.0151 | 6.0679 | -4.8007 | 33.6778 | -0.55602 | 39.4695 | 4.6403
2682 | 5.1151 | -2.9967 | 13.5629 | -6.766 | 36.6588 | 1.1873 | 40.0347 | 5.7619 | 70.1166 | 11.9964 | 6.0292 | -4.8394 | 33.7368 | -0.49693 | 39.5418 | 4.7126
2683 | 5.1621 | -2.9447 | 13.5763 | -6.7591 | 36.6385 | 1.186 | 40.0479 | 5.7752 | 70.0344 | 11.8604 | 5.9828 | -4.8859 | 33.7041 | -0.52958 | 39.6889 | 4.8596
2684 | 5.2092 | -2.8927 | 13.5816 | -6.7522 | 36.6183 | 1.1846 | 40.0612 | 5.7886 | 69.9523 | 11.7244 | 5.9363 | -4.9323 | 33.7235 | -0.51003 | 39.8164 | 4.9872
2685 | 5.2562 | -2.8407 | 13.5868 | -6.7453 | 36.598 | 1.1833 | 40.0744 | 5.802 | 69.8702 | 11.5885 | 5.8899 | -4.9787 | 33.7123 | -0.52115 | 39.8385 | 5.0093
2686 | 5.2908 | -2.7886 | 13.5921 | -6.7385 | 36.5953 | 1.182 | 40.0877 | 5.8153 | 69.7561 | 11.4525 | 5.8434 | -5.0252 | 33.5501 | -0.68324 | 39.7179 | 4.8887
2687 | 5.3215 | -2.7366 | 13.5974 | -6.7316 | 36.5982 | 1.1807 | 40.1009 | 5.8287 | 69.632 | 11.3165 | 5.797 | -5.0716 | 33.6498 | -0.58346 | 39.6949 | 4.8656
2688 | 5.3522 | -2.6846 | 13.6027 | -6.7247 | 36.601 | 1.1793 | 40.1142 | 5.8421 | 69.508 | 11.1805 | 5.7505 | -5.1181 | 33.5813 | -0.65185 | 39.9137 | 5.0845
2689 | 5.3828 | -2.6712 | 13.602 | -6.7313 | 36.6038 | 1.186 | 40.126 | 5.8541 | 69.3839 | 11.067 | 5.7501 | -5.1185 | 33.5673 | -0.66575 | 39.8696 | 5.0404
2690 | 5.4135 | -2.6579 | 13.5939 | -6.7378 | 36.6067 | 1.1926 | 40.1378 | 5.866 | 69.2598 | 10.9535 | 5.7497 | -5.1189 | 33.4917 | -0.74122 | 40.0575 | 5.2282
2691 | 5.4442 | -2.6445 | 13.5859 | -6.7443 | 36.6095 | 1.1993 | 40.1497 | 5.878 | 69.1358 | 10.84 | 5.7493 | -5.1193 | 33.382 | -0.8508 | 39.9045 | 5.0753
2692 | 5.4615 | -2.6312 | 13.5778 | -6.7509 | 36.6253 | 1.2059 | 40.1615 | 5.89 | 69.0616 | 10.7264 | 5.7489 | -5.1197 | 33.4447 | -0.78802 | 40.0149 | 5.1857
2693 | 5.4745 | -2.6178 | 13.5697 | -6.7574 | 36.6452 | 1.2126 | 40.1734 | 5.9019 | 69.0034 | 10.6129 | 5.7485 | -5.1201 | 33.4355 | -0.79708 | 40.0699 | 5.2407
2694 | 5.4876 | -2.6045 | 13.5617 | -6.764 | 36.6652 | 1.2192 | 40.1852 | 5.9139 | 68.9452 | 10.4994 | 5.7481 | -5.1205 | 33.3767 | -0.85574 | 40.1252 | 5.296
2695 | 5.5006 | -2.5908 | 13.5499 | -6.7832 | 36.6851 | 1.2507 | 40.1861 | 5.9149 | 68.887 | 10.4885 | 5.7379 | -5.1307 | 33.3573 | -0.87509 | 40.1254 | 5.2962
2696 | 5.5137 | -2.5772 | 13.5335 | -6.8024 | 36.7051 | 1.2823 | 40.187 | 5.9159 | 68.8288 | 10.4777 | 5.7277 | -5.1409 | 33.2992 | -0.93308 | 40.098 | 5.2688
2697 | 5.5267 | -2.5635 | 13.5172 | -6.8217 | 36.725 | 1.3138 | 40.1879 | 5.917 | 68.7706 | 10.4668 | 5.7176 | -5.1511 | 33.2092 | -1.023 | 40.1307 | 5.3015
2698 | 5.5281 | -2.5499 | 13.5009 | -6.8409 | 36.7676 | 1.3453 | 40.1888 | 5.918 | 68.7217 | 10.456 | 5.7074 | -5.1612 | 33.1584 | -1.0737 | 40.1878 | 5.3586
2699 | 5.5256 | -2.5363 | 13.4846 | -6.8601 | 36.8175 | 1.3768 | 40.1897 | 5.919 | 68.6758 | 10.4451 | 5.6972 | -5.1714 | 33.1211 | -1.1108 | 40.0931 | 5.2639
2700 | 5.5231 | -2.5226 | 13.4682 | -6.8794 | 36.8675 | 1.4083 | 40.1906 | 5.92 | 68.63 | 10.4342 | 5.687 | -5.1816 | 33.0591 | -1.1728 | 40.1312 | 5.3021
2701 | 5.5206 | -2.5379 | 13.4663 | -6.863 | 36.9174 | 1.4742 | 40.1572 | 5.8868 | 68.5841 | 10.3591 | 5.6863 | -5.1823 | 33.0294 | -1.2024 | 40.0147 | 5.1856
2702 | 5.5181 | -2.5531 | 13.4821 | -6.8466 | 36.9674 | 1.54 | 40.1238 | 5.8535 | 68.5383 | 10.2841 | 5.6857 | -5.183 | 33.0105 | -1.2211 | 40.0488 | 5.2196
2703 | 5.5157 | -2.5684 | 13.4979 | -6.8302 | 37.0174 | 1.6059 | 40.0904 | 5.8202 | 68.4924 | 10.209 | 5.685 | -5.1836 | 32.8812 | -1.3504 | 40.0104 | 5.1812
2704 | 5.4995 | -2.5837 | 13.5137 | -6.8139 | 37.0672 | 1.6717 | 40.057 | 5.7869 | 68.4984 | 10.1339 | 5.6843 | -5.1843 | 32.87 | -1.3615 | 40.1374 | 5.3083
2705 | 5.4788 | -2.5989 | 13.5295 | -6.7975 | 37.117 | 1.7376 | 40.0236 | 5.7537 | 68.5219 | 10.0588 | 5.6836 | -5.185 | 32.7997 | -1.4317 | 40.0644 | 5.2352
2706 | 5.458 | -2.6142 | 13.5452 | -6.7811 | 37.1668 | 1.8034 | 39.9902 | 5.7204 | 68.5454 | 9.9837 | 5.6829 | -5.1857 | 32.7704 | -1.4609 | 39.9153 | 5.0862
2707 | 5.4373 | -2.6387 | 13.5597 | -6.7673 | 37.2165 | 1.8399 | 39.9868 | 5.7171 | 68.5689 | 10.0908 | 5.6956 | -5.173 | 32.7389 | -1.4923 | 40.0794 | 5.2503
2708 | 5.4165 | -2.6632 | 13.5725 | -6.7535 | 37.2663 | 1.8764 | 39.9833 | 5.7138 | 68.5924 | 10.1978 | 5.7082 | -5.1604 | 32.735 | -1.4961 | 39.7377 | 4.9085
2709 | 5.3958 | -2.6877 | 13.5853 | -6.7396 | 37.3161 | 1.9129 | 39.9799 | 5.7105 | 68.6159 | 10.3049 | 5.7208 | -5.1478 | 32.713 | -1.5179 | 39.8749 | 5.0457
2710 | 5.3751 | -2.7122 | 13.5981 | -6.7258 | 37.3506 | 1.9495 | 39.9765 | 5.7071 | 68.6732 | 10.4119 | 5.7335 | -5.1352 | 32.6712 | -1.5596 | 39.8844 | 5.0553
2711 | 5.3545 | -2.7367 | 13.611 | -6.712 | 37.3798 | 1.986 | 39.973 | 5.7038 | 68.7422 | 10.519 | 5.7461 | -5.1225 | 32.7784 | -1.4523 | 39.9282 | 5.0991
2712 | 5.3339 | -2.7612 | 13.6238 | -6.6981 | 37.409 | 2.0225 | 39.9696 | 5.7005 | 68.8111 | 10.626 | 5.7587 | -5.1099 | 32.6244 | -1.6062 | 39.7632 | 4.9341
2713 | 5.3133 | -2.7777 | 13.6337 | -6.6914 | 37.4383 | 2.0458 | 39.9529 | 5.684 | 68.8801 | 10.6633 | 5.7746 | -5.094 | 32.7563 | -1.4743 | 39.8204 | 4.9913
2714 | 5.2927 | -2.7942 | 13.6401 | -6.6846 | 37.4675 | 2.0692 | 39.9363 | 5.6675 | 68.9491 | 10.7007 | 5.7905 | -5.0781 | 32.6473 | -1.5831 | 39.8082 | 4.9791
2715 | 5.272 | -2.8107 | 13.6465 | -6.6778 | 37.4967 | 2.0925 | 39.9197 | 5.651 | 69.018 | 10.738 | 5.8063 | -5.0623 | 32.7936 | -1.4367 | 39.7621 | 4.9329
2716 | 5.2448 | -2.8272 | 13.6529 | -6.6711 | 37.5112 | 2.1159 | 39.9031 | 5.6345 | 69.0735 | 10.7753 | 5.8222 | -5.0464 | 32.7534 | -1.4768 | 39.6772 | 4.8481
2717 | 5.2152 | -2.8436 | 13.6593 | -6.6643 | 37.5205 | 2.1393 | 39.8864 | 5.618 | 69.1242 | 10.8126 | 5.8381 | -5.0305 | 32.7808 | -1.4493 | 39.7433 | 4.9142
2718 | 5.1856 | -2.8601 | 13.6658 | -6.6575 | 37.5298 | 2.1626 | 39.8698 | 5.6015 | 69.175 | 10.8499 | 5.8539 | -5.0147 | 32.7203 | -1.5097 | 39.6281 | 4.799
2719 | 5.156 | -2.8999 | 13.6711 | -6.6507 | 37.5391 | 2.1604 | 39.8986 | 5.6304 | 69.2257 | 10.9123 | 5.8547 | -5.0139 | 32.8579 | -1.372 | 39.4852 | 4.6561
2720 | 5.1264 | -2.9396 | 13.6751 | -6.6439 | 37.5484 | 2.1582 | 39.9274 | 5.6593 | 69.2764 | 10.9746 | 5.8555 | -5.0131 | 32.8352 | -1.3946 | 39.3939 | 4.5648
2721 | 5.0968 | -2.9793 | 13.6791 | -6.6371 | 37.5577 | 2.156 | 39.9561 | 5.6882 | 69.3271 | 11.0369 | 5.8563 | -5.0123 | 32.8434 | -1.3863 | 39.4327 | 4.6037
2722 | 5.0705 | -3.019 | 13.6831 | -6.6303 | 37.5501 | 2.1539 | 39.9849 | 5.7171 | 69.438 | 11.0992 | 5.8572 | -5.0114 | 32.9574 | -1.2722 | 39.5235 | 4.6944
2723 | 5.0454 | -3.0588 | 13.6871 | -6.6234 | 37.5363 | 2.1517 | 40.0137 | 5.746 | 69.5708 | 11.1615 | 5.858 | -5.0106 | 32.8964 | -1.3331 | 39.4918 | 4.6627
2724 | 5.0203 | -3.0985 | 13.6911 | -6.6166 | 37.5225 | 2.1495 | 40.0424 | 5.7749 | 69.7036 | 11.2238 | 5.8588 | -5.0098 | 33.072 | -1.1574 | 39.4973 | 4.6682
2725 | 4.9953 | -3.1105 | 13.6841 | -6.6367 | 37.5087 | 2.1263 | 40.0191 | 5.7517 | 69.8364 | 11.4159 | 5.8704 | -4.9982 | 33.0388 | -1.1905 | 39.3764 | 4.5473
2726 | 4.9702 | -3.1225 | 13.6637 | -6.6567 | 37.4949 | 2.1031 | 39.9958 | 5.7285 | 69.9693 | 11.608 | 5.8819 | -4.9867 | 33.1079 | -1.1213 | 39.4673 | 4.6382
2727 | 4.9451 | -3.1345 | 13.6434 | -6.6768 | 37.4811 | 2.0798 | 39.9725 | 5.7053 | 70.1021 | 11.8001 | 5.8935 | -4.9751 | 33.1348 | -1.0942 | 39.3659 | 4.5368
2728 | 4.9211 | -3.1464 | 13.623 | -6.6968 | 37.452 | 2.0566 | 39.9492 | 5.6822 | 70.1952 | 11.9922 | 5.9051 | -4.9635 | 33.1362 | -1.0928 | 39.4387 | 4.6097
2729 | 4.8975 | -3.1584 | 13.6027 | -6.7168 | 37.417 | 2.0334 | 39.9259 | 5.659 | 70.2734 | 12.1842 | 5.9167 | -4.9519 | 33.2837 | -0.94513 | 39.259 | 4.4299
2730 | 4.874 | -3.1704 | 13.5823 | -6.7369 | 37.3821 | 2.0102 | 39.9026 | 5.6358 | 70.3516 | 12.3763 | 5.9283 | -4.9403 | 33.2214 | -1.0074 | 39.2317 | 4.4027
2731 | 4.8504 | -3.2028 | 13.5623 | -6.7563 | 37.3472 | 1.9658 | 39.857 | 5.5903 | 70.4298 | 12.3601 | 5.9152 | -4.9534 | 33.2704 | -0.95825 | 39.2319 | 4.4028
2732 | 4.8268 | -3.2351 | 13.5427 | -6.7757 | 37.3123 | 1.9214 | 39.8114 | 5.5449 | 70.508 | 12.3439 | 5.9022 | -4.9664 | 33.2748 | -0.95377 | 39.2712 | 4.4422
2733 | 4.8033 | -3.2674 | 13.5231 | -6.7951 | 37.2774 | 1.8771 | 39.7658 | 5.4994 | 70.5862 | 12.3277 | 5.8891 | -4.9795 | 33.3505 | -0.87792 | 39.2471 | 4.418
2734 | 4.7778 | -3.2998 | 13.5035 | -6.8145 | 37.2255 | 1.8327 | 39.7202 | 5.4539 | 70.6143 | 12.3115 | 5.8761 | -4.9926 | 33.3058 | -0.92259 | 39.284 | 4.455
2735 | 4.7516 | -3.3321 | 13.4839 | -6.8339 | 37.1672 | 1.7883 | 39.6745 | 5.4084 | 70.6233 | 12.2953 | 5.863 | -5.0056 | 33.2871 | -0.94117 | 39.1533 | 4.3243
2736 | 4.7254 | -3.3644 | 13.4643 | -6.8533 | 37.1088 | 1.7439 | 39.6289 | 5.3629 | 70.6322 | 12.2791 | 5.8499 | -5.0187 | 33.3772 | -0.85097 | 39.2862 | 4.4572
2737 | 4.6992 | -3.3847 | 13.4462 | -6.8709 | 37.0504 | 1.6742 | 39.653 | 5.3871 | 70.6411 | 12.3093 | 5.8251 | -5.0435 | 33.3031 | -0.92495 | 39.2971 | 4.4681
2738 | 4.673 | -3.4049 | 13.43 | -6.8885 | 36.9921 | 1.6045 | 39.6771 | 5.4113 | 70.6501 | 12.3394 | 5.8003 | -5.0683 | 33.3441 | -0.8839 | 39.2716 | 4.4426
2739 | 4.6468 | -3.4251 | 13.4138 | -6.906 | 36.9337 | 1.5348 | 39.7011 | 5.4355 | 70.659 | 12.3696 | 5.7755 | -5.0931 | 33.3981 | -0.82973 | 39.1474 | 4.3184
2740 | 4.6309 | -3.4454 | 13.3976 | -6.9236 | 36.8854 | 1.4652 | 39.7252 | 5.4596 | 70.6157 | 12.3998 | 5.7507 | -5.1179 | 33.3568 | -0.871 | 39.2401 | 4.4111
2741 | 4.619 | -3.4656 | 13.3813 | -6.9412 | 36.841 | 1.3955 | 39.7493 | 5.4838 | 70.5519 | 12.43 | 5.7259 | -5.1427 | 33.2777 | -0.94997 | 39.3613 | 4.5323
2742 | 4.6071 | -3.4858 | 13.3651 | -6.9588 | 36.7966 | 1.3258 | 39.7733 | 5.508 | 70.488 | 12.4602 | 5.7011 | -5.1676 | 33.218 | -1.0095 | 39.2444 | 4.4154
2743 | 4.5952 | -3.49 | 13.3572 | -6.9574 | 36.7522 | 1.3026 | 39.7726 | 5.5075 | 70.4242 | 12.319 | 5.686 | -5.1826 | 33.3435 | -0.88394 | 39.3665 | 4.5375
2744 | 4.5833 | -3.4941 | 13.359 | -6.956 | 36.7079 | 1.2794 | 39.772 | 5.5069 | 70.3604 | 12.1778 | 5.671 | -5.1977 | 33.3013 | -0.92603 | 39.3266 | 4.4976
2745 | 4.5714 | -3.4983 | 13.3609 | -6.9546 | 36.6635 | 1.2563 | 39.7713 | 5.5064 | 70.2965 | 12.0366 | 5.6559 | -5.2127 | 33.3347 | -0.89258 | 39.1335 | 4.3045
2746 | 4.5731 | -3.5024 | 13.3627 | -6.9533 | 36.6317 | 1.2331 | 39.7706 | 5.5058 | 70.2009 | 11.8954 | 5.6408 | -5.2278 | 33.2899 | -0.9372 | 39.1413 | 4.3123
2747 | 4.5803 | -3.5065 | 13.3645 | -6.9519 | 36.6049 | 1.2099 | 39.7699 | 5.5052 | 70.0924 | 11.7542 | 5.6258 | -5.2428 | 33.3285 | -0.89852 | 39.2292 | 4.4002
2748 | 4.5875 | -3.5107 | 13.3664 | -6.9505 | 36.5782 | 1.1867 | 39.7692 | 5.5047 | 69.984 | 11.613 | 5.6107 | -5.2579 | 33.2598 | -0.96717 | 39.2241 | 4.3951
2749 | 4.5947 | -3.4933 | 13.373 | -6.9398 | 36.5515 | 1.1573 | 39.7844 | 5.52 | 69.8755 | 11.5319 | 5.5747 | -5.2939 | 33.2599 | -0.96694 | 39.3917 | 4.5627
2750 | 4.602 | -3.4759 | 13.3852 | -6.9291 | 36.5247 | 1.1279 | 39.7997 | 5.5354 | 69.7671 | 11.4508 | 5.5386 | -5.33 | 33.307 | -0.91973 | 39.4684 | 4.6395
2751 | 4.6092 | -3.4584 | 13.3975 | -6.9184 | 36.498 | 1.0985 | 39.8149 | 5.5508 | 69.6587 | 11.3697 | 5.5025 | -5.3661 | 33.347 | -0.87964 | 39.2328 | 4.4039
2752 | 4.6278 | -3.441 | 13.4097 | -6.9076 | 36.4903 | 1.0691 | 39.8302 | 5.5661 | 69.5566 | 11.2887 | 5.4665 | -5.4021 | 33.3316 | -0.89492 | 39.4184 | 4.5895
2753 | 4.6511 | -3.4236 | 13.4219 | -6.8969 | 36.4905 | 1.0397 | 39.8454 | 5.5815 | 69.4572 | 11.2076 | 5.4304 | -5.4382 | 33.3195 | -0.90689 | 39.3984 | 4.5694
2754 | 4.6744 | -3.4062 | 13.4341 | -6.8862 | 36.4907 | 1.0103 | 39.8606 | 5.5969 | 69.3578 | 11.1265 | 5.3943 | -5.4743 | 33.3282 | -0.89817 | 39.5101 | 4.6812
2755 | 4.6978 | -3.3771 | 13.4543 | -6.8548 | 36.4909 | 1.0351 | 39.8883 | 5.6246 | 69.2584 | 11.0124 | 5.3772 | -5.4914 | 33.3998 | -0.82642 | 39.4525 | 4.6236
2756 | 4.7211 | -3.3481 | 13.484 | -6.8233 | 36.4911 | 1.0599 | 39.9159 | 5.6524 | 69.159 | 10.8983 | 5.36 | -5.5086 | 33.3507 | -0.8754 | 39.489 | 4.66
2757 | 4.7444 | -3.319 | 13.5136 | -6.7919 | 36.4913 | 1.0847 | 39.9435 | 5.6801 | 69.0596 | 10.7843 | 5.3429 | -5.5257 | 33.4443 | -0.78168 | 39.6803 | 4.8514
2758 | 4.7699 | -3.29 | 13.5432 | -6.7605 | 36.5125 | 1.1094 | 39.9711 | 5.7079 | 68.992 | 10.6702 | 5.3257 | -5.5429 | 33.3382 | -0.8877 | 39.5548 | 4.7259
2759 | 4.7962 | -3.2609 | 13.5729 | -6.7291 | 36.5427 | 1.1342 | 39.9988 | 5.7356 | 68.9379 | 10.5561 | 5.3086 | -5.56 | 33.429 | -0.79685 | 39.5992 | 4.7703
2760 | 4.8225 | -3.2318 | 13.6025 | -6.6977 | 36.5728 | 1.159 | 40.0264 | 5.7634 | 68.8837 | 10.442 | 5.2914 | -5.5772 | 33.3589 | -0.86684 | 39.7075 | 4.8786
2761 | 4.8488 | -3.2069 | 13.6252 | -6.682 | 36.6029 | 1.1938 | 40.018 | 5.7551 | 68.8296 | 10.4373 | 5.2914 | -5.5772 | 33.424 | -0.80164 | 39.6081 | 4.7791
2762 | 4.8751 | -3.182 | 13.6397 | -6.6663 | 36.6331 | 1.2286 | 40.0095 | 5.7468 | 68.7755 | 10.4327 | 5.2914 | -5.5772 | 33.3918 | -0.83373 | 39.638 | 4.8091
2763 | 4.9014 | -3.1571 | 13.6542 | -6.6507 | 36.6632 | 1.2634 | 40.0011 | 5.7384 | 68.7214 | 10.428 | 5.2914 | -5.5772 | 33.4276 | -0.79781 | 39.6867 | 4.8578
2764 | 4.9217 | -3.1322 | 13.6687 | -6.635 | 36.6953 | 1.2982 | 39.9926 | 5.7301 | 68.676 | 10.4233 | 5.2914 | -5.5772 | 33.509 | -0.71636 | 39.6709 | 4.8419
2765 | 4.9395 | -3.1073 | 13.6832 | -6.6193 | 36.7284 | 1.333 | 39.9842 | 5.7218 | 68.6344 | 10.4187 | 5.2914 | -5.5772 | 33.4846 | -0.74058 | 39.7584 | 4.9295
2766 | 4.9573 | -3.0823 | 13.6977 | -6.6036 | 36.7614 | 1.3678 | 39.9757 | 5.7135 | 68.5929 | 10.414 | 5.2913 | -5.5773 | 33.3556 | -0.86949 | 39.7862 | 4.9573
2767 | 4.9751 | -3.0695 | 13.7078 | -6.5969 | 36.7944 | 1.3996 | 40.0191 | 5.757 | 68.5513 | 10.3427 | 5.2973 | -5.5713 | 33.4207 | -0.80427 | 39.7654 | 4.9365
2768 | 4.9929 | -3.0567 | 13.7128 | -6.5901 | 36.8274 | 1.4314 | 40.0625 | 5.8005 | 68.5097 | 10.2714 | 5.3034 | -5.5652 | 33.4476 | -0.77732 | 39.6733 | 4.8444
2769 | 5.0106 | -3.0439 | 13.7178 | -6.5834 | 36.8604 | 1.4633 | 40.1059 | 5.844 | 68.4681 | 10.2001 | 5.3094 | -5.5592 | 33.3474 | -0.87743 | 39.8406 | 5.0117
2770 | 5.0135 | -3.031 | 13.7227 | -6.5766 | 36.891 | 1.4951 | 40.1492 | 5.8875 | 68.4456 | 10.1288 | 5.3154 | -5.5532 | 33.3664 | -0.85829 | 39.7544 | 4.9255
2771 | 5.0098 | -3.0182 | 13.7277 | -6.5699 | 36.9205 | 1.5269 | 40.1926 | 5.931 | 68.4315 | 10.0575 | 5.3214 | -5.5472 | 33.427 | -0.79757 | 39.7215 | 4.8926
2772 | 5.0061 | -3.0054 | 13.7327 | -6.5631 | 36.95 | 1.5588 | 40.236 | 5.9745 | 68.4174 | 9.9862 | 5.3274 | -5.5412 | 33.3973 | -0.82722 | 39.7879 | 4.959
2773 | 5.0024 | -3.0217 | 13.7309 | -6.5721 | 36.9795 | 1.5866 | 40.1802 | 5.9188 | 68.4033 | 10.019 | 5.3644 | -5.5042 | 33.3706 | -0.85377 | 39.7975 | 4.9687
2774 | 4.9987 | -3.038 | 13.7213 | -6.5811 | 37.009 | 1.6145 | 40.1244 | 5.8632 | 68.3892 | 10.0517 | 5.4014 | -5.4672 | 33.3038 | -0.92049 | 39.8624 | 5.0336
2775 | 4.9949 | -3.0543 | 13.7116 | -6.5901 | 37.0385 | 1.6424 | 40.0686 | 5.8075 | 68.375 | 10.0845 | 5.4384 | -5.4301 | 33.32 | -0.90417 | 39.7259 | 4.897
2776 | 4.984 | -3.0706 | 13.702 | -6.5991 | 37.061 | 1.6703 | 40.0128 | 5.7519 | 68.411 | 10.1173 | 5.4755 | -5.3931 | 33.3276 | -0.89649 | 39.627 | 4.7981
2777 | 4.9697 | -3.0869 | 13.6924 | -6.6081 | 37.0803 | 1.6981 | 39.9571 | 5.6962 | 68.4696 | 10.15 | 5.5125 | -5.3561 | 33.2576 | -0.96639 | 39.748 | 4.9191
2778 | 4.9555 | -3.1032 | 13.6827 | -6.6171 | 37.0996 | 1.726 | 39.9013 | 5.6405 | 68.5283 | 10.1828 | 5.5495 | -5.3191 | 33.2187 | -1.0052 | 39.6572 | 4.8283
2779 | 4.9412 | -3.1149 | 13.6714 | -6.6291 | 37.1189 | 1.7386 | 39.8706 | 5.61 | 68.5869 | 10.2628 | 5.5775 | -5.2911 | 33.232 | -0.99182 | 39.6041 | 4.7752
2780 | 4.927 | -3.1267 | 13.658 | -6.641 | 37.1381 | 1.7513 | 39.8398 | 5.5794 | 68.6456 | 10.3428 | 5.6056 | -5.263 | 33.1491 | -1.0746 | 39.6548 | 4.8259
2781 | 4.9127 | -3.1384 | 13.6446 | -6.653 | 37.1574 | 1.7639 | 39.8091 | 5.5488 | 68.7043 | 10.4228 | 5.6336 | -5.235 | 33.1567 | -1.0669 | 39.6721 | 4.8432
2782 | 4.8879 | -3.1501 | 13.6313 | -6.665 | 37.1627 | 1.7765 | 39.7784 | 5.5182 | 68.79 | 10.5028 | 5.6616 | -5.207 | 33.0899 | -1.1336 | 39.5869 | 4.7581
2783 | 4.8581 | -3.1618 | 13.6179 | -6.6769 | 37.1615 | 1.7891 | 39.7477 | 5.4876 | 68.8882 | 10.5829 | 5.6896 | -5.179 | 33.0483 | -1.1751 | 39.5819 | 4.7531
2784 | 4.8283 | -3.1735 | 13.6045 | -6.6889 | 37.1602 | 1.8017 | 39.717 | 5.4571 | 68.9865 | 10.6629 | 5.7176 | -5.151 | 33.0513 | -1.172 | 39.4353 | 4.6065
2785 | 4.7985 | -3.217 | 13.5869 | -6.7125 | 37.159 | 1.7896 | 39.6656 | 5.4058 | 69.0848 | 10.7763 | 5.7248 | -5.1438 | 33.0198 | -1.2034 | 39.5021 | 4.6733
2786 | 4.7687 | -3.2605 | 13.5643 | -6.7361 | 37.1577 | 1.7774 | 39.6142 | 5.3545 | 69.1831 | 10.8897 | 5.732 | -5.1366 | 32.9007 | -1.3225 | 39.3718 | 4.543
2787 | 4.7389 | -3.304 | 13.5417 | -6.7597 | 37.1565 | 1.7652 | 39.5628 | 5.3032 | 69.2813 | 11.0031 | 5.7392 | -5.1294 | 33.0222 | -1.2008 | 39.4269 | 4.598
2788 | 4.7034 | -3.3475 | 13.519 | -6.7833 | 37.141 | 1.753 | 39.5114 | 5.2519 | 69.3769 | 11.1165 | 5.7464 | -5.1222 | 32.9083 | -1.3146 | 39.4144 | 4.5856
2789 | 4.665 | -3.3911 | 13.4964 | -6.8069 | 37.1188 | 1.7409 | 39.46 | 5.2007 | 69.4713 | 11.2299 | 5.7536 | -5.115 | 32.9036 | -1.3192 | 39.3171 | 4.4883
2790 | 4.6267 | -3.4346 | 13.4738 | -6.8305 | 37.0967 | 1.7287 | 39.4086 | 5.1494 | 69.5656 | 11.3433 | 5.7608 | -5.1078 | 32.8502 | -1.3725 | 39.4427 | 4.6139
2791 | 4.5884 | -3.4679 | 13.4579 | -6.8387 | 37.0745 | 1.6987 | 39.3798 | 5.1207 | 69.6599 | 11.4227 | 5.747 | -5.1215 | 32.8662 | -1.3564 | 39.3231 | 4.4943
2792 | 4.55 | -3.5012 | 13.4496 | -6.847 | 37.0523 | 1.6687 | 39.351 | 5.0921 | 69.7543 | 11.502 | 5.7333 | -5.1353 | 32.8719 | -1.3506 | 39.4923 | 4.6635
2793 | 4.5117 | -3.5345 | 13.4413 | -6.8552 | 37.0301 | 1.6388 | 39.3222 | 5.0634 | 69.8486 | 11.5814 | 5.7196 | -5.149 | 32.778 | -1.4444 | 39.3421 | 4.5133
2794 | 4.467 | -3.5678 | 13.433 | -6.8634 | 37.0139 | 1.6088 | 39.2934 | 5.0347 | 69.9414 | 11.6607 | 5.7058 | -5.1627 | 32.7784 | -1.4439 | 39.4283 | 4.5995
2795 | 4.4191 | -3.6011 | 13.4246 | -6.8716 | 37.0005 | 1.5788 | 39.2646 | 5.0061 | 70.0334 | 11.7401 | 5.6921 | -5.1765 | 32.7434 | -1.4788 | 39.4097 | 4.5809
2796 | 4.3713 | -3.6344 | 13.4163 | -6.8799 | 36.9872 | 1.5488 | 39.2358 | 4.9774 | 70.1254 | 11.8195 | 5.6784 | -5.1902 | 32.7933 | -1.4288 | 39.4645 | 4.6357
2797 | 4.3234 | -3.693 | 13.4099 | -6.8849 | 36.9738 | 1.5491 | 39.2227 | 4.9644 | 70.2174 | 11.922 | 5.6243 | -5.2443 | 32.8329 | -1.3891 | 39.4431 | 4.6143
2798 | 4.2756 | -3.7517 | 13.4056 | -6.8899 | 36.9605 | 1.5494 | 39.2096 | 4.9515 | 70.3094 | 12.0246 | 5.5703 | -5.2983 | 32.782 | -1.4399 | 39.4187 | 4.5899
2799 | 4.2277 | -3.8103 | 13.4013 | -6.8949 | 36.9472 | 1.5497 | 39.1965 | 4.9385 | 70.4015 | 12.1271 | 5.5162 | -5.3524 | 32.6964 | -1.5254 | 39.5497 | 4.7209
2800 | 4.1844 | -3.869 | 13.397 | -6.8999 | 36.9294 | 1.5499 | 39.1834 | 4.9255 | 70.4549 | 12.2296 | 5.4622 | -5.4064 | 32.7616 | -1.4601 | 39.4726 | 4.6439
2801 | 4.1433 | -3.9277 | 13.3927 | -6.905 | 36.9094 | 1.5502 | 39.1703 | 4.9125 | 70.4892 | 12.3322 | 5.4081 | -5.4605 | 32.7946 | -1.427 | 39.5709 | 4.7421
2802 | 4.1022 | -3.9863 | 13.3884 | -6.91 | 36.8895 | 1.5505 | 39.1572 | 4.8995 | 70.5235 | 12.4347 | 5.3541 | -5.5145 | 32.8633 | -1.3582 | 39.6301 | 4.8014
2803 | 4.0611 | -4.0125 | 13.3888 | -6.9027 | 36.8695 | 1.5146 | 39.1773 | 4.9198 | 70.5578 | 12.4148 | 5.333 | -5.5355 | 32.7949 | -1.4265 | 39.6223 | 4.7936
2804 | 4.0201 | -4.0386 | 13.3945 | -6.8954 | 36.8496 | 1.4788 | 39.1974 | 4.94 | 70.5921 | 12.3949 | 5.312 | -5.5566 | 32.8532 | -1.3681 | 39.6202 | 4.7914
2805 | 3.979 | -4.0648 | 13.4003 | -6.8881 | 36.8296 | 1.4429 | 39.2175 | 4.9602 | 70.6263 | 12.375 | 5.291 | -5.5776 | 32.8602 | -1.361 | 39.5688 | 4.74
2806 | 3.9458 | -4.091 | 13.406 | -6.8808 | 36.8106 | 1.407 | 39.2376 | 4.9805 | 70.6028 | 12.3551 | 5.2699 | -5.5986 | 32.7766 | -1.4445 | 39.612 | 4.7832
2807 | 3.9168 | -4.1171 | 13.4118 | -6.8735 | 36.7921 | 1.3712 | 39.2577 | 5.0007 | 70.5497 | 12.3352 | 5.2489 | -5.6197 | 32.9395 | -1.2815 | 39.6833 | 4.8546
2808 | 3.8877 | -4.1433 | 13.4175 | -6.8662 | 36.7736 | 1.3353 | 39.2778 | 5.0209 | 70.4967 | 12.3153 | 5.2279 | -5.6407 | 32.9239 | -1.297 | 39.6732 | 4.8445
2809 | 3.8586 | -4.1739 | 13.4176 | -6.8723 | 36.7551 | 1.3309 | 39.3067 | 5.05 | 70.4436 | 12.2363 | 5.1983 | -5.6702 | 32.9143 | -1.3065 | 39.6035 | 4.7748
2810 | 3.8295 | -4.2044 | 13.4114 | -6.8785 | 36.7367 | 1.3266 | 39.3356 | 5.079 | 70.3906 | 12.1572 | 5.1688 | -5.6998 | 32.9382 | -1.2826 | 39.6454 | 4.8166
2811 | 3.8004 | -4.235 | 13.4051 | -6.8846 | 36.7182 | 1.3222 | 39.3645 | 5.108 | 70.3376 | 12.0781 | 5.1393 | -5.7293 | 32.976 | -1.2446 | 39.657 | 4.8282
2812 | 3.7705 | -4.2655 | 13.3988 | -6.8907 | 36.6988 | 1.3178 | 39.3934 | 5.1371 | 70.2584 | 11.9991 | 5.1097 | -5.7589 | 32.9326 | -1.2879 | 39.8004 | 4.9717
2813 | 3.7401 | -4.2961 | 13.3926 | -6.8969 | 36.679 | 1.3135 | 39.4223 | 5.1661 | 70.1657 | 11.92 | 5.0802 | -5.7884 | 32.9354 | -1.2851 | 39.6216 | 4.7929
2814 | 3.7098 | -4.3266 | 13.3863 | -6.903 | 36.6593 | 1.3091 | 39.4512 | 5.1951 | 70.073 | 11.841 | 5.0506 | -5.8179 | 32.9628 | -1.2575 | 39.5139 | 4.6852
2815 | 3.6794 | -4.356 | 13.3816 | -6.9064 | 36.6395 | 1.2773 | 39.4839 | 5.2279 | 69.9803 | 11.7378 | 5.038 | -5.8306 | 32.9831 | -1.2372 | 39.5202 | 4.6915
2816 | 3.6491 | -4.3853 | 13.3787 | -6.9097 | 36.6197 | 1.2456 | 39.5165 | 5.2606 | 69.8876 | 11.6346 | 5.0253 | -5.8433 | 33.002 | -1.2181 | 39.7687 | 4.94
2817 | 3.6187 | -4.4146 | 13.3757 | -6.9131 | 36.5999 | 1.2138 | 39.5491 | 5.2934 | 69.7949 | 11.5315 | 5.0126 | -5.856 | 33.0126 | -1.2074 | 39.4751 | 4.6464
2818 | 3.5958 | -4.4439 | 13.3728 | -6.9164 | 36.5681 | 1.1821 | 39.5817 | 5.3261 | 69.6745 | 11.4283 | 4.9999 | -5.8686 | 33.0678 | -1.1521 | 39.5674 | 4.7386
2819 | 3.5768 | -4.4732 | 13.3698 | -6.9198 | 36.53 | 1.1503 | 39.6143 | 5.3589 | 69.5394 | 11.3251 | 4.9873 | -5.8813 | 33.0739 | -1.146 | 39.4902 | 4.6615
2820 | 3.5578 | -4.5026 | 13.3669 | -6.9231 | 36.4919 | 1.1186 | 39.6469 | 5.3916 | 69.4044 | 11.222 | 4.9746 | -5.894 | 33.03 | -1.1897 | 39.5069 | 4.6782
2821 | 3.5388 | -4.5125 | 13.368 | -6.9176 | 36.4537 | 1.0756 | 39.6751 | 5.4199 | 69.2693 | 11.062 | 4.9732 | -5.8953 | 33.0654 | -1.1542 | 39.4377 | 4.609
2822 | 3.5199 | -4.5224 | 13.3737 | -6.912 | 36.4156 | 1.0327 | 39.7033 | 5.4482 | 69.1342 | 10.9021 | 4.9719 | -5.8967 | 33.1057 | -1.1139 | 39.5586 | 4.7299
2823 | 3.5009 | -4.5324 | 13.3794 | -6.9064 | 36.3775 | 0.98983 | 39.7314 | 5.4765 | 68.9991 | 10.7421 | 4.9706 | -5.898 | 33.168 | -1.0514 | 39.354 | 4.5253
2824 | 3.4938 | -4.5423 | 13.3852 | -6.9008 | 36.348 | 0.94692 | 39.7596 | 5.5048 | 68.8769 | 10.5822 | 4.9693 | -5.8993 | 33.1706 | -1.0487 | 39.3609 | 4.5322
2825 | 3.4931 | -4.5523 | 13.3909 | -6.8952 | 36.3232 | 0.90402 | 39.7878 | 5.5331 | 68.7617 | 10.4222 | 4.9679 | -5.9006 | 33.0892 | -1.1301 | 39.3239 | 4.4952
2826 | 3.4924 | -4.5622 | 13.3966 | -6.8896 | 36.2984 | 0.86111 | 39.8159 | 5.5614 | 68.6464 | 10.2623 | 4.9666 | -5.902 | 33.165 | -1.0541 | 39.2476 | 4.419
2827 | 3.4918 | -4.5547 | 13.4051 | -6.8784 | 36.2737 | 0.85091 | 39.8165 | 5.5621 | 68.5312 | 10.1827 | 4.97 | -5.8985 | 33.1328 | -1.0862 | 39.1941 | 4.3655
2828 | 3.4911 | -4.5471 | 13.4167 | -6.8672 | 36.2489 | 0.8407 | 39.8171 | 5.5628 | 68.416 | 10.1031 | 4.9735 | -5.8951 | 33.1795 | -1.0394 | 39.1461 | 4.3174
2829 | 3.4905 | -4.5396 | 13.4283 | -6.856 | 36.2241 | 0.8305 | 39.8177 | 5.5635 | 68.3008 | 10.0235 | 4.9769 | -5.8916 | 33.1539 | -1.065 | 39.0806 | 4.2519
2830 | 3.5069 | -4.5321 | 13.4399 | -6.8448 | 36.2113 | 0.82029 | 39.8182 | 5.5642 | 68.2626 | 9.9439 | 4.9804 | -5.8882 | 33.192 | -1.0268 | 39.0512 | 4.2225
2831 | 3.5328 | -4.5245 | 13.4515 | -6.8335 | 36.2051 | 0.81009 | 39.8188 | 5.5649 | 68.2673 | 9.8643 | 4.9838 | -5.8848 | 33.2334 | -0.98529 | 38.9724 | 4.1437
2832 | 3.5587 | -4.517 | 13.4631 | -6.8223 | 36.199 | 0.79988 | 39.8194 | 5.5656 | 68.2721 | 9.7848 | 4.9873 | -5.8813 | 33.1467 | -1.0718 | 38.8613 | 4.0327
2833 | 3.5846 | -4.4758 | 13.4783 | -6.8025 | 36.1928 | 0.79717 | 39.8025 | 5.5488 | 68.2768 | 9.8561 | 5.001 | -5.8676 | 33.1736 | -1.0448 | 38.8818 | 4.0532
2834 | 3.6105 | -4.4346 | 13.4975 | -6.7827 | 36.1867 | 0.79446 | 39.7855 | 5.532 | 68.2815 | 9.9275 | 5.0147 | -5.8539 | 33.1762 | -1.0422 | 38.9923 | 4.1637
2835 | 3.6364 | -4.3934 | 13.5167 | -6.7629 | 36.1805 | 0.79176 | 39.7686 | 5.5152 | 68.2863 | 9.9989 | 5.0285 | -5.8401 | 33.2756 | -0.94269 | 38.7795 | 3.9508
2836 | 3.6756 | -4.3521 | 13.536 | -6.7431 | 36.1811 | 0.78905 | 39.7517 | 5.4984 | 68.2939 | 10.0703 | 5.0422 | -5.8264 | 33.3136 | -0.90461 | 38.7167 | 3.8881
2837 | 3.7223 | -4.3109 | 13.5552 | -6.7233 | 36.1855 | 0.78634 | 39.7348 | 5.4816 | 68.3032 | 10.1417 | 5.0559 | -5.8127 | 33.3069 | -0.91121 | 38.8501 | 4.0215
2838 | 3.769 | -4.2697 | 13.5744 | -6.7035 | 36.1899 | 0.78363 | 39.7178 | 5.4648 | 68.3124 | 10.213 | 5.0696 | -5.7989 | 33.3315 | -0.88646 | 38.7646 | 3.9359
2839 | 3.8157 | -4.2178 | 13.5925 | -6.6859 | 36.1943 | 0.79387 | 39.71 | 5.4571 | 68.3217 | 10.174 | 5.0835 | -5.785 | 33.385 | -0.83289 | 38.7573 | 3.9286
2840 | 3.8625 | -4.166 | 13.6093 | -6.6684 | 36.1987 | 0.80412 | 39.7022 | 5.4494 | 68.331 | 10.135 | 5.0975 | -5.7711 | 33.4099 | -0.80791 | 38.7976 | 3.9689
2841 | 3.9092 | -4.1141 | 13.6261 | -6.6509 | 36.2031 | 0.81437 | 39.6943 | 5.4417 | 68.3402 | 10.096 | 5.1114 | -5.7572 | 33.4105 | -0.8072 | 38.7995 | 3.9709
2842 | 3.956 | -4.0622 | 13.643 | -6.6334 | 36.2198 | 0.82462 | 39.6865 | 5.434 | 68.3538 | 10.057 | 5.1253 | -5.7433 | 33.3745 | -0.84303 | 38.8181 | 3.9894
2843 | 4.003 | -4.0103 | 13.6598 | -6.6159 | 36.2435 | 0.83486 | 39.6787 | 5.4263 | 68.3699 | 10.018 | 5.1392 | -5.7294 | 33.4639 | -0.75358 | 38.7834 | 3.9548
2844 | 4.0499 | -3.9584 | 13.6766 | -6.5984 | 36.2673 | 0.84511 | 39.6708 | 5.4186 | 68.386 | 9.979 | 5.1531 | -5.7155 | 33.4803 | -0.73711 | 38.7923 | 3.9637
2845 | 4.0968 | -3.9145 | 13.6911 | -6.5846 | 36.2911 | 0.8797 | 39.67 | 5.418 | 68.4021 | 10.0385 | 5.1541 | -5.7145 | 33.473 | -0.74431 | 38.7806 | 3.952
2846 | 4.1438 | -3.8705 | 13.7031 | -6.5708 | 36.3148 | 0.91429 | 39.6693 | 5.4173 | 68.4183 | 10.098 | 5.155 | -5.7135 | 33.5185 | -0.69873 | 38.8897 | 4.0611
2847 | 4.1907 | -3.8266 | 13.7151 | -6.557 | 36.3386 | 0.94888 | 39.6685 | 5.4167 | 68.4344 | 10.1575 | 5.156 | -5.7126 | 33.5524 | -0.66466 | 38.9302 | 4.1016
2848 | 4.2331 | -3.7826 | 13.7271 | -6.5431 | 36.3735 | 0.98347 | 39.6677 | 5.416 | 68.5002 | 10.217 | 5.157 | -5.7116 | 33.5863 | -0.63072 | 38.9934 | 4.1648
2849 | 4.2728 | -3.7387 | 13.7391 | -6.5293 | 36.415 | 1.0181 | 39.6669 | 5.4153 | 68.5954 | 10.2766 | 5.1579 | -5.7106 | 33.5049 | -0.71201 | 38.9849 | 4.1563
2850 | 4.3124 | -3.6947 | 13.7511 | -6.5155 | 36.4565 | 1.0526 | 39.6661 | 5.4147 | 68.6907 | 10.3361 | 5.1589 | -5.7097 | 33.5534 | -0.66342 | 39.0948 | 4.2662
2851 | 4.3521 | -3.6575 | 13.7552 | -6.5182 | 36.498 | 1.0998 | 39.605 | 5.3537 | 68.786 | 10.4596 | 5.1513 | -5.7173 | 33.6478 | -0.56888 | 39.1504 | 4.3218
2852 | 4.3918 | -3.6203 | 13.7505 | -6.5209 | 36.5396 | 1.147 | 39.5439 | 5.2927 | 68.8813 | 10.5831 | 5.1437 | -5.7248 | 33.596 | -0.62058 | 39.1153 | 4.2868
2853 | 4.4314 | -3.5831 | 13.7458 | -6.5236 | 36.5811 | 1.1942 | 39.4828 | 5.2318 | 68.9766 | 10.7066 | 5.1361 | -5.7325 | 33.6087 | -0.60781 | 39.216 | 4.3874
2854 | 4.4551 | -3.5459 | 13.7411 | -6.5263 | 36.6151 | 1.2413 | 39.4217 | 5.1708 | 69.0752 | 10.83 | 5.1285 | -5.7401 | 33.581 | -0.63538 | 39.3272 | 4.4986
2855 | 4.4691 | -3.5087 | 13.7365 | -6.5289 | 36.6447 | 1.2885 | 39.3606 | 5.1098 | 69.1759 | 10.9535 | 5.1209 | -5.7477 | 33.5476 | -0.66874 | 39.2574 | 4.4289
2856 | 4.4831 | -3.4715 | 13.7318 | -6.5316 | 36.6742 | 1.3357 | 39.2995 | 5.0488 | 69.2766 | 11.077 | 5.1133 | -5.7553 | 33.4777 | -0.73852 | 39.4942 | 4.6657
2857 | 4.4971 | -3.4747 | 13.7189 | -6.5528 | 36.7037 | 1.3518 | 39.2467 | 4.9962 | 69.3773 | 11.1604 | 5.133 | -5.7355 | 33.462 | -0.7541 | 39.4551 | 4.6266
2858 | 4.511 | -3.4778 | 13.6971 | -6.574 | 36.7332 | 1.3679 | 39.1939 | 4.9435 | 69.478 | 11.2438 | 5.1527 | -5.7158 | 33.4046 | -0.8114 | 39.5253 | 4.6967
2859 | 4.525 | -3.481 | 13.6753 | -6.5952 | 36.7628 | 1.384 | 39.1411 | 4.8909 | 69.5787 | 11.3272 | 5.1724 | -5.6962 | 33.3701 | -0.84585 | 39.6423 | 4.8137
2860 | 4.5155 | -3.4842 | 13.6535 | -6.6163 | 36.7827 | 1.4002 | 39.0884 | 4.8382 | 69.6599 | 11.4106 | 5.1921 | -5.6764 | 33.3355 | -0.88028 | 39.5604 | 4.7318
2861 | 4.4914 | -3.4873 | 13.6317 | -6.6375 | 36.7966 | 1.4163 | 39.0356 | 4.7856 | 69.7289 | 11.494 | 5.2118 | -5.6567 | 33.2853 | -0.93038 | 39.6293 | 4.8007
2862 | 4.4673 | -3.4905 | 13.6099 | -6.6587 | 36.8105 | 1.4324 | 38.9828 | 4.7329 | 69.798 | 11.5774 | 5.2315 | -5.6371 | 33.2413 | -0.97433 | 39.6789 | 4.8503
2863 | 4.4433 | -3.5298 | 13.5874 | -6.6828 | 36.8244 | 1.4449 | 38.9596 | 4.7099 | 69.8671 | 11.6358 | 5.2345 | -5.634 | 33.1748 | -1.0407 | 39.7525 | 4.924
2864 | 4.4192 | -3.5692 | 13.564 | -6.7069 | 36.8383 | 1.4573 | 38.9364 | 4.6868 | 69.9362 | 11.6942 | 5.2376 | -5.631 | 33.0944 | -1.121 | 39.7781 | 4.9496
2865 | 4.3951 | -3.6086 | 13.5406 | -6.7311 | 36.8522 | 1.4698 | 38.9132 | 4.6637 | 70.0052 | 11.7526 | 5.2406 | -5.628 | 33.0564 | -1.1589 | 39.8899 | 5.0614
2866 | 4.3483 | -3.648 | 13.5173 | -6.7552 | 36.8576 | 1.4823 | 38.89 | 4.6406 | 70.0484 | 11.811 | 5.2436 | -5.625 | 32.9983 | -1.2169 | 39.8025 | 4.974
2867 | 4.2871 | -3.6874 | 13.4939 | -6.7793 | 36.8575 | 1.4948 | 38.8668 | 4.6176 | 70.0753 | 11.8694 | 5.2466 | -5.6219 | 32.9636 | -1.2516 | 39.9619 | 5.1333
2868 | 4.226 | -3.7268 | 13.4705 | -6.8034 | 36.8574 | 1.5072 | 38.8436 | 4.5945 | 70.1021 | 11.9277 | 5.2496 | -5.6189 | 32.872 | -1.3431 | 39.9752 | 5.1467
2869 | 4.1648 | -3.8039 | 13.4534 | -6.8145 | 36.8574 | 1.4978 | 38.8149 | 4.5659 | 70.129 | 11.9307 | 5.2396 | -5.629 | 32.7913 | -1.4237 | 39.8769 | 5.0484
2870 | 4.1036 | -3.8809 | 13.4432 | -6.8256 | 36.8573 | 1.4883 | 38.7862 | 4.5374 | 70.1558 | 11.9336 | 5.2295 | -5.639 | 32.7103 | -1.5046 | 40.0344 | 5.2059
2871 | 4.0425 | -3.958 | 13.4329 | -6.8366 | 36.8572 | 1.4789 | 38.7575 | 4.5088 | 70.1827 | 11.9365 | 5.2195 | -5.6491 | 32.7389 | -1.4758 | 40.0223 | 5.1938
2872 | 3.9716 | -4.0351 | 13.4226 | -6.8477 | 36.8516 | 1.4694 | 38.7288 | 4.4803 | 70.1428 | 11.9395 | 5.2095 | -5.6591 | 32.6656 | -1.5491 | 40.0786 | 5.2501
2873 | 3.8945 | -4.1122 | 13.4124 | -6.8588 | 36.8424 | 1.46 | 38.7002 | 4.4517 | 70.0598 | 11.9424 | 5.1994 | -5.6692 | 32.5671 | -1.6474 | 40.1334 | 5.3049
2874 | 3.8174 | -4.1892 | 13.4021 | -6.8698 | 36.8333 | 1.4505 | 38.6715 | 4.4232 | 69.9768 | 11.9453 | 5.1893 | -5.6792 | 32.5286 | -1.6859 | 40.0618 | 5.2333
2875 | 3.7402 | -4.2655 | 13.3984 | -6.8673 | 36.8241 | 1.4418 | 38.7087 | 4.4605 | 69.8939 | 11.7968 | 5.1772 | -5.6913 | 32.4362 | -1.7782 | 40.0491 | 5.2206
2876 | 3.6631 | -4.3418 | 13.4017 | -6.8647 | 36.8149 | 1.4331 | 38.7459 | 4.4979 | 69.8109 | 11.6483 | 5.1651 | -5.7034 | 32.418 | -1.7963 | 40.0143 | 5.1858
2877 | 3.586 | -4.4181 | 13.4051 | -6.8622 | 36.8057 | 1.4244 | 38.7831 | 4.5352 | 69.7279 | 11.4998 | 5.153 | -5.7156 | 32.4275 | -1.7867 | 40.1398 | 5.3113
2878 | 3.5197 | -4.4944 | 13.4085 | -6.8597 | 36.8051 | 1.4157 | 38.8203 | 4.5726 | 69.6218 | 11.3512 | 5.1409 | -5.7277 | 32.3964 | -1.8177 | 40.0552 | 5.2267
2879 | 3.4604 | -4.5707 | 13.4119 | -6.8571 | 36.8103 | 1.407 | 38.8575 | 4.6099 | 69.5004 | 11.2027 | 5.1288 | -5.7398 | 32.3387 | -1.8753 | 39.9315 | 5.103
2880 | 3.4012 | -4.6469 | 13.4152 | -6.8546 | 36.8154 | 1.3983 | 38.8947 | 4.6473 | 69.379 | 11.0542 | 5.1167 | -5.7519 | 32.2838 | -1.9301 | 39.9226 | 5.0941
2881 | 3.3419 | -4.6923 | 13.4247 | -6.8381 | 36.8205 | 1.4143 | 38.9182 | 4.6709 | 69.2575 | 10.9539 | 5.0754 | -5.7931 | 32.3717 | -1.8421 | 40.0422 | 5.2137
2882 | 3.2827 | -4.7376 | 13.4408 | -6.8217 | 36.8256 | 1.4302 | 38.9417 | 4.6945 | 69.1361 | 10.8536 | 5.0342 | -5.8343 | 32.3878 | -1.8259 | 39.8787 | 5.0502
2883 | 3.2234 | -4.783 | 13.4568 | -6.8053 | 36.8307 | 1.4461 | 38.9652 | 4.7181 | 69.0147 | 10.7533 | 4.993 | -5.8755 | 32.3485 | -1.8651 | 39.896 | 5.0675
2884 | 3.1784 | -4.8284 | 13.4729 | -6.7889 | 36.8353 | 1.4621 | 38.9887 | 4.7417 | 68.953 | 10.653 | 4.9518 | -5.9168 | 32.4043 | -1.8092 | 39.8477 | 5.0193
2885 | 3.1429 | -4.8737 | 13.4889 | -6.7724 | 36.8396 | 1.478 | 39.0122 | 4.7654 | 68.9315 | 10.5527 | 4.9106 | -5.958 | 32.397 | -1.8165 | 39.7642 | 4.9358
2886 | 3.1074 | -4.9191 | 13.505 | -6.756 | 36.8439 | 1.494 | 39.0357 | 4.789 | 68.9099 | 10.4524 | 4.8694 | -5.9992 | 32.3756 | -1.8377 | 39.9086 | 5.0802
2887 | 3.072 | -4.9461 | 13.5206 | -6.7395 | 36.8482 | 1.4897 | 39.0842 | 4.8377 | 68.8884 | 10.4913 | 4.8423 | -6.0263 | 32.436 | -1.7773 | 39.8684 | 5.04
2888 | 3.0365 | -4.9732 | 13.5357 | -6.7229 | 36.8526 | 1.4854 | 39.1328 | 4.8863 | 68.8669 | 10.5302 | 4.8152 | -6.0533 | 32.5378 | -1.6753 | 39.7558 | 4.9274
2889 | 3.001 | -5.0003 | 13.5508 | -6.7064 | 36.8569 | 1.4811 | 39.1813 | 4.935 | 68.8453 | 10.5691 | 4.7882 | -6.0804 | 32.4881 | -1.7249 | 39.5727 | 4.7442
2890 | 2.9755 | -5.0273 | 13.566 | -6.6899 | 36.8471 | 1.4768 | 39.2299 | 4.9837 | 68.8443 | 10.608 | 4.7611 | -6.1074 | 32.5582 | -1.6547 | 39.4925 | 4.664
2891 | 2.9567 | -5.0544 | 13.5811 | -6.6733 | 36.8276 | 1.4725 | 39.2784 | 5.0323 | 68.8574 | 10.6469 | 4.7341 | -6.1345 | 32.598 | -1.6149 | 39.6018 | 4.7734
2892 | 2.938 | -5.0815 | 13.5962 | -6.6568 | 36.8081 | 1.4682 | 39.3269 | 5.081 | 68.8704 | 10.6858 | 4.707 | -6.1615 | 32.6894 | -1.5234 | 39.4836 | 4.6552
2893 | 2.9192 | -5.093 | 13.606 | -6.6522 | 36.7887 | 1.4375 | 39.3616 | 5.1158 | 68.8835 | 10.6796 | 4.7017 | -6.1668 | 32.5964 | -1.6162 | 39.4137 | 4.5853
2894 | 2.9005 | -5.1046 | 13.6102 | -6.6477 | 36.7692 | 1.4067 | 39.3962 | 5.1505 | 68.8965 | 10.6734 | 4.6964 | -6.1722 | 32.7371 | -1.4754 | 39.2948 | 4.4664
2895 | 2.8817 | -5.1162 | 13.6144 | -6.6431 | 36.7497 | 1.376 | 39.4308 | 5.1853 | 68.9096 | 10.6672 | 4.691 | -6.1775 | 32.7523 | -1.4602 | 39.2515 | 4.4231
2896 | 2.8797 | -5.1277 | 13.6185 | -6.6385 | 36.7235 | 1.3453 | 39.4654 | 5.22 | 68.9143 | 10.661 | 4.6857 | -6.1829 | 32.8178 | -1.3945 | 39.0263 | 4.1979
2897 | 2.8893 | -5.1393 | 13.6227 | -6.6339 | 36.6924 | 1.3146 | 39.5001 | 5.2548 | 68.913 | 10.6549 | 4.6803 | -6.1882 | 32.9512 | -1.261 | 39.069 | 4.2406
2898 | 2.8989 | -5.1508 | 13.6269 | -6.6293 | 36.6614 | 1.2838 | 39.5347 | 5.2896 | 68.9117 | 10.6487 | 4.675 | -6.1935 | 32.9623 | -1.2499 | 39.065 | 4.2366
2899 | 2.9085 | -5.1243 | 13.6305 | -6.6252 | 36.6303 | 1.2528 | 39.5176 | 5.2726 | 68.9104 | 10.6515 | 4.6667 | -6.2018 | 33.0124 | -1.1996 | 38.9214 | 4.093
2900 | 2.9181 | -5.0978 | 13.6335 | -6.621 | 36.5993 | 1.2218 | 39.5006 | 5.2557 | 68.9092 | 10.6544 | 4.6584 | -6.2101 | 33.0898 | -1.1221 | 38.8174 | 3.989
2901 | 2.9277 | -5.0713 | 13.6365 | -6.6168 | 36.5683 | 1.1908 | 39.4835 | 5.2388 | 68.9079 | 10.6572 | 4.6501 | -6.2184 | 33.0739 | -1.138 | 38.7808 | 3.9523
2902 | 2.9427 | -5.0448 | 13.6395 | -6.6126 | 36.5283 | 1.1598 | 39.4665 | 5.2219 | 68.9277 | 10.66 | 4.6418 | -6.2267 | 33.0931 | -1.1186 | 38.7476 | 3.9192
2903 | 2.9614 | -5.0182 | 13.6426 | -6.6084 | 36.4819 | 1.1288 | 39.4495 | 5.205 | 68.9625 | 10.6628 | 4.6335 | -6.235 | 33.2314 | -0.98026 | 38.7792 | 3.9508
2904 | 2.9801 | -4.9917 | 13.6456 | -6.6042 | 36.4355 | 1.0977 | 39.4324 | 5.1881 | 68.9973 | 10.6657 | 4.6252 | -6.2433 | 33.1497 | -1.0619 | 38.6605 | 3.8321
2905 | 2.9988 | -4.978 | 13.6446 | -6.6092 | 36.3891 | 1.04 | 39.4217 | 5.1775 | 69.0321 | 10.725 | 4.6246 | -6.2439 | 33.2639 | -0.94762 | 38.5741 | 3.7457
2906 | 3.0175 | -4.9643 | 13.6395 | -6.6142 | 36.3427 | 0.98225 | 39.411 | 5.1669 | 69.0669 | 10.7843 | 4.6241 | -6.2445 | 33.1512 | -1.0602 | 38.5337 | 3.7053
2907 | 3.0362 | -4.9507 | 13.6343 | -6.6192 | 36.2963 | 0.92451 | 39.4003 | 5.1564 | 69.1017 | 10.8437 | 4.6235 | -6.2451 | 33.307 | -0.90429 | 38.4336 | 3.6052
2908 | 3.0544 | -4.937 | 13.6291 | -6.6242 | 36.2581 | 0.86677 | 39.3896 | 5.1458 | 69.1367 | 10.903 | 4.6229 | -6.2457 | 33.2488 | -0.96242 | 38.4269 | 3.5985
2909 | 3.0721 | -4.9233 | 13.6239 | -6.6292 | 36.2258 | 0.80903 | 39.3789 | 5.1352 | 69.1717 | 10.9623 | 4.6223 | -6.2462 | 33.2889 | -0.92227 | 38.4309 | 3.6025
2910 | 3.0898 | -4.9096 | 13.6188 | -6.6342 | 36.1936 | 0.75129 | 39.3682 | 5.1247 | 69.2068 | 11.0217 | 4.6217 | -6.2468 | 33.3429 | -0.86813 | 38.3333 | 3.5049
2911 | 3.1075 | -4.888 | 13.6152 | -6.6368 | 36.1614 | 0.73851 | 39.2865 | 5.0431 | 69.2418 | 11.0388 | 4.6307 | -6.2378 | 33.3075 | -0.90343 | 38.4695 | 3.6411
2912 | 3.1252 | -4.8664 | 13.6132 | -6.6393 | 36.1291 | 0.72574 | 39.2047 | 4.9615 | 69.2768 | 11.056 | 4.6398 | -6.2288 | 33.3731 | -0.8377 | 38.3373 | 3.509
2913 | 3.1429 | -4.8448 | 13.6112 | -6.6419 | 36.0969 | 0.71296 | 39.123 | 4.8799 | 69.3119 | 11.0731 | 4.6488 | -6.2197 | 33.3452 | -0.8655 | 38.2717 | 3.4434
2914 | 3.1608 | -4.8232 | 13.6093 | -6.6445 | 36.0726 | 0.70018 | 39.0413 | 4.7983 | 69.3386 | 11.0902 | 4.6579 | -6.2107 | 33.3904 | -0.82024 | 38.2978 | 3.4694
2915 | 3.1788 | -4.8016 | 13.6073 | -6.647 | 36.0541 | 0.6874 | 38.9595 | 4.7167 | 69.3591 | 11.1074 | 4.6669 | -6.2016 | 33.2699 | -0.94064 | 38.3331 | 3.5047
2916 | 3.1968 | -4.78 | 13.6054 | -6.6496 | 36.0356 | 0.67462 | 38.8778 | 4.6351 | 69.3797 | 11.1245 | 4.6759 | -6.1926 | 33.3109 | -0.8996 | 38.5115 | 3.6831
2917 | 3.2147 | -4.7638 | 13.6091 | -6.6406 | 36.0172 | 0.65216 | 38.8469 | 4.6043 | 69.4002 | 11.148 | 4.6649 | -6.2036 | 33.2612 | -0.94912 | 38.4791 | 3.6508
2918 | 3.2327 | -4.7477 | 13.619 | -6.6317 | 35.9987 | 0.6297 | 38.8161 | 4.5736 | 69.4208 | 11.1715 | 4.6539 | -6.2147 | 33.3192 | -0.89111 | 38.4682 | 3.6399
2919 | 3.2507 | -4.7316 | 13.6288 | -6.6227 | 35.9802 | 0.60724 | 38.7852 | 4.5429 | 69.4413 | 11.195 | 4.6428 | -6.2257 | 33.2639 | -0.9463 | 38.5115 | 3.6831
2920 | 3.267 | -4.7154 | 13.6387 | -6.6138 | 35.9702 | 0.58478 | 38.7543 | 4.5121 | 69.4469 | 11.2185 | 4.6318 | -6.2368 | 33.2025 | -1.0076 | 38.5025 | 3.6741
2921 | 3.282 | -4.6993 | 13.6485 | -6.6048 | 35.9667 | 0.56232 | 38.7235 | 4.4814 | 69.441 | 11.2419 | 4.6207 | -6.2478 | 33.1921 | -1.0179 | 38.6427 | 3.8144
2922 | 3.297 | -4.6832 | 13.6584 | -6.5959 | 35.9631 | 0.53986 | 38.6926 | 4.4506 | 69.4352 | 11.2654 | 4.6097 | -6.2589 | 33.149 | -1.0609 | 38.6925 | 3.8642
2923 | 3.312 | -4.6682 | 13.6743 | -6.5721 | 35.9595 | 0.55068 | 38.667 | 4.4252 | 69.4293 | 11.238 | 4.6069 | -6.2616 | 33.1189 | -1.0909 | 38.8276 | 3.9993
2924 | 3.327 | -4.6531 | 13.6965 | -6.5482 | 35.956 | 0.56149 | 38.6414 | 4.3997 | 69.4235 | 11.2106 | 4.6042 | -6.2643 | 33.0989 | -1.1108 | 38.7546 | 3.9263
2925 | 3.342 | -4.6381 | 13.7188 | -6.5244 | 35.9524 | 0.57231 | 38.6158 | 4.3742 | 69.4176 | 11.1833 | 4.6015 | -6.267 | 33.1065 | -1.1031 | 38.7835 | 3.9552
2926 | 3.3562 | -4.6231 | 13.7411 | -6.5006 | 35.9661 | 0.58312 | 38.5902 | 4.3488 | 69.4132 | 11.1559 | 4.5988 | -6.2697 | 33.1455 | -1.064 | 38.9311 | 4.1027
2927 | 3.3698 | -4.6081 | 13.7633 | -6.4768 | 35.9932 | 0.59393 | 38.5646 | 4.3233 | 69.4098 | 11.1285 | 4.5961 | -6.2725 | 33.1092 | -1.1002 | 39.004 | 4.1757
2928 | 3.3834 | -4.593 | 13.7856 | -6.453 | 36.0204 | 0.60475 | 38.539 | 4.2978 | 69.4064 | 11.1011 | 4.5934 | -6.2752 | 33.0107 | -1.1987 | 39.1858 | 4.3575
2929 | 3.397 | -4.5796 | 13.8023 | -6.4428 | 36.0475 | 0.6443 | 38.5275 | 4.2865 | 69.4031 | 11.116 | 4.5881 | -6.2805 | 33.0581 | -1.1511 | 39.3449 | 4.5166
2930 | 3.4106 | -4.5662 | 13.8132 | -6.4325 | 36.0747 | 0.68386 | 38.5161 | 4.2752 | 69.3997 | 11.1309 | 4.5828 | -6.2858 | 32.9786 | -1.2305 | 39.3158 | 4.4875
2931 | 3.4242 | -4.5528 | 13.8241 | -6.4223 | 36.1018 | 0.72342 | 38.5047 | 4.2639 | 69.3964 | 11.1458 | 4.5775 | -6.2911 | 32.9467 | -1.2624 | 39.4094 | 4.5811
2932 | 3.433 | -4.5394 | 13.835 | -6.412 | 36.1504 | 0.76298 | 38.4932 | 4.2526 | 69.3813 | 11.1607 | 4.5722 | -6.2964 | 32.9547 | -1.2543 | 39.3841 | 4.5558
2933 | 3.4379 | -4.526 | 13.8459 | -6.4018 | 36.216 | 0.80253 | 38.4818 | 4.2413 | 69.3569 | 11.1756 | 4.5668 | -6.3017 | 32.8826 | -1.3263 | 39.4971 | 4.6688
2934 | 3.4428 | -4.5126 | 13.8568 | -6.3916 | 36.2816 | 0.84209 | 38.4703 | 4.23 | 69.3325 | 11.1905 | 4.5616 | -6.307 | 32.8993 | -1.3094 | 39.6738 | 4.8455
2935 | 3.4477 | -4.5131 | 13.8719 | -6.369 | 36.3471 | 0.92726 | 38.487 | 4.2468 | 69.3082 | 11.1374 | 4.57 | -6.2985 | 32.9104 | -1.2983 | 39.7156 | 4.8873
2936 | 3.4527 | -4.5136 | 13.8913 | -6.3465 | 36.4127 | 1.0124 | 38.5037 | 4.2636 | 69.2838 | 11.0843 | 4.5785 | -6.2901 | 32.8383 | -1.3703 | 39.8634 | 5.0351
2937 | 3.4576 | -4.5141 | 13.9106 | -6.3239 | 36.4783 | 1.0976 | 38.5204 | 4.2804 | 69.2594 | 11.0312 | 4.5869 | -6.2816 | 32.8595 | -1.349 | 39.8944 | 5.0661
2938 | 3.4517 | -4.5146 | 13.93 | -6.3014 | 36.5467 | 1.1828 | 38.5371 | 4.2972 | 69.2344 | 10.978 | 4.5954 | -6.2731 | 32.8002 | -1.4082 | 39.9463 | 5.1181
2939 | 3.4371 | -4.5152 | 13.9494 | -6.2789 | 36.6172 | 1.2679 | 38.5537 | 4.3141 | 69.2089 | 10.9249 | 4.6039 | -6.2647 | 32.801 | -1.4073 | 39.819 | 4.9907
2940 | 3.4224 | -4.5157 | 13.9687 | -6.2563 | 36.6878 | 1.3531 | 38.5704 | 4.3309 | 69.1834 | 10.8718 | 4.6123 | -6.2562 | 32.7673 | -1.4409 | 39.9114 | 5.0831
2941 | 3.4078 | -4.5399 | 13.9736 | -6.2666 | 36.7584 | 1.4131 | 38.6083 | 4.3689 | 69.1579 | 10.8671 | 4.6361 | -6.2324 | 32.7699 | -1.4382 | 40.0098 | 5.1816
2942 | 3.3932 | -4.5641 | 13.9633 | -6.2768 | 36.8289 | 1.4732 | 38.6462 | 4.4069 | 69.1323 | 10.8623 | 4.6599 | -6.2086 | 32.7296 | -1.4784 | 39.9166 | 5.0884
2943 | 3.3786 | -4.5883 | 13.953 | -6.2871 | 36.8995 | 1.5332 | 38.684 | 4.4449 | 69.1068 | 10.8576 | 4.6837 | -6.1848 | 32.738 | -1.4699 | 40.0607 | 5.2324
2944 | 3.3571 | -4.6125 | 13.9428 | -6.2973 | 36.9515 | 1.5932 | 38.7219 | 4.4829 | 69.0938 | 10.8529 | 4.7075 | -6.161 | 32.7005 | -1.5073 | 40.0719 | 5.2436
2945 | 3.3301 | -4.6367 | 13.9325 | -6.3075 | 36.9882 | 1.6533 | 38.7598 | 4.5209 | 69.0912 | 10.8481 | 4.7313 | -6.1372 | 32.6912 | -1.5166 | 40.116 | 5.2877
2946 | 3.3031 | -4.6609 | 13.9222 | -6.3178 | 37.0249 | 1.7133 | 38.7977 | 4.5589 | 69.0885 | 10.8434 | 4.7552 | -6.1134 | 32.6455 | -1.5621 | 39.9153 | 5.0871
2947 | 3.2761 | -4.6891 | 13.9129 | -6.3239 | 37.0617 | 1.7331 | 38.8238 | 4.5852 | 69.0858 | 10.8426 | 4.7611 | -6.1075 | 32.5614 | -1.6461 | 39.9915 | 5.1633
2948 | 3.2491 | -4.7174 | 13.9046 | -6.33 | 37.0984 | 1.7529 | 38.8499 | 4.6114 | 69.0832 | 10.8419 | 4.7669 | -6.1016 | 32.693 | -1.5144 | 39.9913 | 5.1631
2949 | 3.222 | -4.7456 | 13.8963 | -6.3361 | 37.1351 | 1.7727 | 38.876 | 4.6376 | 69.0805 | 10.8411 | 4.7728 | -6.0957 | 32.5512 | -1.6562 | 39.9389 | 5.1106
2950 | 3.1846 | -4.7738 | 13.888 | -6.3422 | 37.1563 | 1.7925 | 38.9021 | 4.6639 | 69.0607 | 10.8404 | 4.7787 | -6.0898 | 32.5416 | -1.6656 | 39.9552 | 5.1269
2951 | 3.1383 | -4.802 | 13.8797 | -6.3484 | 37.1643 | 1.8123 | 38.9282 | 4.6901 | 69.0265 | 10.8397 | 4.7846 | -6.0839 | 32.572 | -1.6351 | 39.8822 | 5.054
2952 | 3.092 | -4.8303 | 13.8714 | -6.3545 | 37.1724 | 1.8321 | 38.9543 | 4.7163 | 68.9922 | 10.8389 | 4.7905 | -6.078 | 32.5904 | -1.6166 | 39.9897 | 5.1615
2953 | 3.0457 | -4.889 | 13.8541 | -6.3819 | 37.1805 | 1.8318 | 38.9567 | 4.719 | 68.9579 | 10.7804 | 4.7891 | -6.0794 | 32.5774 | -1.6296 | 39.7639 | 4.9357
2954 | 2.9994 | -4.9476 | 13.8276 | -6.4094 | 37.1886 | 1.8316 | 38.9592 | 4.7216 | 68.9237 | 10.7219 | 4.7877 | -6.0808 | 32.5484 | -1.6585 | 39.694 | 4.8658
2955 | 2.9532 | -5.0063 | 13.8012 | -6.4369 | 37.1966 | 1.8313 | 38.9617 | 4.7242 | 68.8894 | 10.6634 | 4.7863 | -6.0823 | 32.5308 | -1.676 | 39.4981 | 4.6699
2956 | 2.9066 | -5.065 | 13.7747 | -6.4644 | 37.1904 | 1.831 | 38.9642 | 4.7268 | 68.8778 | 10.605 | 4.7849 | -6.0837 | 32.5208 | -1.6859 | 39.6155 | 4.7873
2957 | 2.8598 | -5.1237 | 13.7482 | -6.4919 | 37.1718 | 1.8307 | 38.9667 | 4.7295 | 68.8858 | 10.5465 | 4.7834 | -6.0851 | 32.5619 | -1.6447 | 39.4604 | 4.6322
2958 | 2.813 | -5.1823 | 13.7217 | -6.5194 | 37.1532 | 1.8304 | 38.9692 | 4.7321 | 68.8937 | 10.488 | 4.782 | -6.0865 | 32.5085 | -1.698 | 39.4257 | 4.5975
2959 | 2.7662 | -5.2196 | 13.7028 | -6.5304 | 37.1346 | 1.7987 | 38.9264 | 4.6894 | 68.9017 | 10.5449 | 4.757 | -6.1115 | 32.587 | -1.6194 | 39.3111 | 4.4829
2960 | 2.7194 | -5.2568 | 13.6917 | -6.5414 | 37.1161 | 1.767 | 38.8836 | 4.6467 | 68.9096 | 10.6019 | 4.732 | -6.1365 | 32.6331 | -1.5733 | 39.2993 | 4.4711
2961 | 2.6726 | -5.294 | 13.6806 | -6.5524 | 37.0975 | 1.7353 | 38.8407 | 4.604 | 68.9176 | 10.6588 | 4.707 | -6.1615 | 32.6317 | -1.5746 | 39.238 | 4.4098
2962 | 2.6382 | -5.3312 | 13.6695 | -6.5635 | 37.0656 | 1.7036 | 38.7979 | 4.5613 | 68.9476 | 10.7158 | 4.6821 | -6.1865 | 32.6056 | -1.6006 | 39.1943 | 4.3661
2963 | 2.6146 | -5.3685 | 13.6584 | -6.5745 | 37.0219 | 1.6719 | 38.7551 | 4.5186 | 68.9971 | 10.7727 | 4.6571 | -6.2115 | 32.6513 | -1.5547 | 38.9979 | 4.1697
2964 | 2.591 | -5.4057 | 13.6473 | -6.5855 | 36.9783 | 1.6402 | 38.7122 | 4.4759 | 69.0465 | 10.8297 | 4.6321 | -6.2365 | 32.6745 | -1.5315 | 39.0077 | 4.1795
2965 | 2.5674 | -5.4185 | 13.6378 | -6.593 | 36.9346 | 1.5881 | 38.7428 | 4.5066 | 69.096 | 10.874 | 4.5998 | -6.2687 | 32.738 | -1.4679 | 39.0905 | 4.2623
2966 | 2.5439 | -5.4313 | 13.6299 | -6.6005 | 36.891 | 1.536 | 38.7734 | 4.5374 | 69.1454 | 10.9184 | 4.5675 | -6.301 | 32.7454 | -1.4604 | 38.9226 | 4.0944
2967 | 2.5203 | -5.444 | 13.6221 | -6.608 | 36.8474 | 1.484 | 38.804 | 4.5681 | 69.1949 | 10.9628 | 4.5352 | -6.3333 | 32.6626 | -1.5431 | 38.9003 | 4.0721
2968 | 2.5023 | -5.4568 | 13.6143 | -6.6155 | 36.797 | 1.4319 | 38.8346 | 4.5988 | 69.2703 | 11.0072 | 4.503 | -6.3656 | 32.738 | -1.4676 | 38.909 | 4.0808
2969 | 2.4893 | -5.4696 | 13.6065 | -6.623 | 36.7406 | 1.3798 | 38.8651 | 4.6295 | 69.3691 | 11.0515 | 4.4707 | -6.3978 | 32.7567 | -1.4488 | 38.9348 | 4.1066
2970 | 2.4763 | -5.4824 | 13.5986 | -6.6305 | 36.6841 | 1.3277 | 38.8957 | 4.6602 | 69.4678 | 11.0959 | 4.4384 | -6.4301 | 32.7649 | -1.4405 | 38.8697 | 4.0415
2971 | 2.4633 | -5.4946 | 13.5909 | -6.6374 | 36.6277 | 1.2684 | 38.8071 | 4.5718 | 69.5665 | 11.2345 | 4.3946 | -6.474 | 32.7997 | -1.4056 | 38.7092 | 3.881
2972 | 2.4504 | -5.5069 | 13.5833 | -6.6443 | 36.5713 | 1.2091 | 38.7186 | 4.4833 | 69.6652 | 11.3731 | 4.3507 | -6.5178 | 32.8416 | -1.3637 | 38.8026 | 3.9745
2973 | 2.4374 | -5.5191 | 13.5757 | -6.6511 | 36.5149 | 1.1498 | 38.63 | 4.3949 | 69.7639 | 11.5117 | 4.3068 | -6.5617 | 32.9033 | -1.3018 | 38.7733 | 3.9452
2974 | 2.4325 | -5.5314 | 13.5681 | -6.658 | 36.465 | 1.0905 | 38.5414 | 4.3064 | 69.8513 | 11.6503 | 4.263 | -6.6055 | 32.8884 | -1.3167 | 38.8195 | 3.9913
2975 | 2.4351 | -5.5437 | 13.5605 | -6.6649 | 36.4211 | 1.0312 | 38.4528 | 4.218 | 69.9284 | 11.7889 | 4.2191 | -6.6494 | 32.8263 | -1.3786 | 38.8186 | 3.9905
2976 | 2.4376 | -5.5559 | 13.5529 | -6.6718 | 36.3773 | 0.97188 | 38.3642 | 4.1295 | 70.0054 | 11.9275 | 4.1753 | -6.6932 | 32.8646 | -1.3402 | 38.7756 | 3.9474
2977 | 2.4402 | -5.5418 | 13.5435 | -6.6827 | 36.3334 | 0.93945 | 38.3761 | 4.1415 | 70.0825 | 11.9603 | 4.1482 | -6.7203 | 32.9728 | -1.232 | 38.8287 | 4.0005
2978 | 2.4427 | -5.5277 | 13.5324 | -6.6936 | 36.2895 | 0.90702 | 38.388 | 4.1536 | 70.1596 | 11.9932 | 4.1212 | -6.7474 | 32.9033 | -1.3013 | 38.8161 | 3.988
2979 | 2.4452 | -5.5135 | 13.5212 | -6.7046 | 36.2456 | 0.87459 | 38.3999 | 4.1656 | 70.2366 | 12.0261 | 4.0941 | -6.7744 | 32.9337 | -1.2709 | 38.9077 | 4.0796
2980 | 2.4503 | -5.4994 | 13.5101 | -6.7155 | 36.2109 | 0.84216 | 38.4117 | 4.1776 | 70.2774 | 12.059 | 4.067 | -6.8015 | 32.9012 | -1.3033 | 38.9368 | 4.1086
2981 | 2.4578 | -5.4853 | 13.499 | -6.7265 | 36.1845 | 0.80972 | 38.4236 | 4.1896 | 70.2843 | 12.0918 | 4.04 | -6.8285 | 32.8634 | -1.341 | 38.967 | 4.1389
2982 | 2.4653 | -5.4712 | 13.4879 | -6.7374 | 36.1582 | 0.77729 | 38.4355 | 4.2016 | 70.2912 | 12.1247 | 4.0129 | -6.8556 | 32.9546 | -1.2497 | 38.9248 | 4.0967
2983 | 2.4728 | -5.4676 | 13.478 | -6.746 | 36.1319 | 0.75565 | 38.4467 | 4.213 | 70.2981 | 12.1133 | 3.9979 | -6.8706 | 32.936 | -1.2682 | 38.9778 | 4.1497
2984 | 2.4802 | -5.4641 | 13.4693 | -6.7547 | 36.1056 | 0.73401 | 38.4579 | 4.2243 | 70.305 | 12.1018 | 3.9829 | -6.8856 | 32.9223 | -1.2818 | 38.9595 | 4.1314
2985 | 2.4877 | -5.4606 | 13.4607 | -6.7633 | 36.0793 | 0.71238 | 38.4692 | 4.2357 | 70.3119 | 12.0904 | 3.9679 | -6.9007 | 32.9118 | -1.2922 | 39.0968 | 4.2687
2986 | 2.492 | -5.457 | 13.452 | -6.772 | 36.0634 | 0.69074 | 38.4804 | 4.247 | 70.3105 | 12.0789 | 3.9529 | -6.9157 | 32.8424 | -1.3615 | 39.0145 | 4.1864
2987 | 2.4932 | -5.4535 | 13.4433 | -6.7806 | 36.0576 | 0.6691 | 38.4916 | 4.2584 | 70.3012 | 12.0675 | 3.9378 | -6.9307 | 32.8521 | -1.3517 | 39.1652 | 4.3371
2988 | 2.4944 | -5.4499 | 13.4347 | -6.7893 | 36.0518 | 0.64746 | 38.5028 | 4.2698 | 70.2919 | 12.056 | 3.9228 | -6.9457 | 32.8814 | -1.3223 | 39.1962 | 4.3681
2989 | 2.4956 | -5.4495 | 13.4296 | -6.7933 | 36.0459 | 0.65326 | 38.473 | 4.24 | 70.2826 | 12.0486 | 3.9343 | -6.9343 | 32.7752 | -1.4285 | 39.1101 | 4.282
2990 | 2.4969 | -5.4491 | 13.428 | -6.7974 | 36.0401 | 0.65905 | 38.4431 | 4.2103 | 70.2733 | 12.0412 | 3.9457 | -6.9228 | 32.7868 | -1.4167 | 39.2402 | 4.4121
2991 | 2.4981 | -5.4487 | 13.4264 | -6.8015 | 36.0343 | 0.66485 | 38.4133 | 4.1806 | 70.264 | 12.0338 | 3.9571 | -6.9114 | 32.7693 | -1.4342 | 39.2569 | 4.4288
2992 | 2.4955 | -5.4483 | 13.4248 | -6.8055 | 36.0423 | 0.67065 | 38.3834 | 4.1509 | 70.221 | 12.0264 | 3.9686 | -6.9 | 32.6875 | -1.5159 | 39.297 | 4.4689
2993 | 2.4891 | -5.4478 | 13.4232 | -6.8096 | 36.0638 | 0.67645 | 38.3536 | 4.1212 | 70.1453 | 12.019 | 3.98 | -6.8885 | 32.7176 | -1.4857 | 39.3989 | 4.5708
2994 | 2.4828 | -5.4474 | 13.4217 | -6.8136 | 36.0853 | 0.68225 | 38.3237 | 4.0915 | 70.0696 | 12.0116 | 3.9914 | -6.8771 | 32.6833 | -1.5199 | 39.4138 | 4.5857
2995 | 2.4765 | -5.4577 | 13.436 | -6.7834 | 36.1068 | 0.71527 | 38.3697 | 4.1376 | 69.9939 | 11.8874 | 4.0087 | -6.8598 | 32.7394 | -1.4637 | 39.4411 | 4.613
2996 | 2.4701 | -5.468 | 13.4665 | -6.7532 | 36.1283 | 0.7483 | 38.4157 | 4.1837 | 69.9182 | 11.7631 | 4.026 | -6.8425 | 32.7092 | -1.4938 | 39.4201 | 4.592
2997 | 2.4638 | -5.4784 | 13.4969 | -6.723 | 36.1498 | 0.78132 | 38.4616 | 4.2298 | 69.8425 | 11.6389 | 4.0433 | -6.8252 | 32.7192 | -1.4837 | 39.369 | 4.5409
2998 | 2.4558 | -5.4887 | 13.5274 | -6.6928 | 36.1726 | 0.81435 | 38.5076 | 4.2759 | 69.7421 | 11.5146 | 4.0606 | -6.8079 | 32.6608 | -1.5421 | 39.6209 | 4.7928
2999 | 2.4461 | -5.499 | 13.5578 | -6.6626 | 36.1966 | 0.84737 | 38.5535 | 4.322 | 69.6171 | 11.3903 | 4.0779 | -6.7907 | 32.6881 | -1.5146 | 39.5374 | 4.7093
3000 | 2.4365 | -5.5093 | 13.5882 | -6.6324 | 36.2207 | 0.88039 | 38.5995 | 4.3681 | 69.4921 | 11.2661 | 4.0951 | -6.7734 | 32.6169 | -1.5858 | 39.588 | 4.7599
3001 | 2.4268 | -5.5176 | 13.621 | -6.5947 | 36.2447 | 0.89827 | 38.5898 | 4.3585 | 69.3671 | 11.1409 | 4.1217 | -6.7469 | 32.6035 | -1.5991 | 39.7369 | 4.9089
3002 | 2.4171 | -5.526 | 13.6563 | -6.557 | 36.2687 | 0.91614 | 38.58 | 4.3489 | 69.2421 | 11.0158 | 4.1482 | -6.7203 | 32.6545 | -1.5479 | 39.5802 | 4.7521
3003 | 2.4075 | -5.5343 | 13.6915 | -6.5193 | 36.2928 | 0.93401 | 38.5703 | 4.3393 | 69.1171 | 10.8906 | 4.1747 | -6.6938 | 32.6297 | -1.5727 | 39.649 | 4.8209
3004 | 2.3989 | -5.5427 | 13.7267 | -6.4816 | 36.3215 | 0.95188 | 38.5605 | 4.3296 | 69.0215 | 10.7655 | 4.2012 | -6.6673 | 32.6939 | -1.5084 | 39.5907 | 4.7627
3005 | 2.3914 | -5.551 | 13.7619 | -6.4439 | 36.3549 | 0.96975 | 38.5508 | 4.32 | 68.9557 | 10.6404 | 4.2278 | -6.6408 | 32.6681 | -1.5341 | 39.6728 | 4.8447
3006 | 2.384 | -5.5593 | 13.7971 | -6.4063 | 36.3883 | 0.98762 | 38.5411 | 4.3104 | 68.8899 | 10.5152 | 4.2543 | -6.6143 | 32.6943 | -1.5078 | 39.6339 | 4.8058
3007 | 2.3765 | -5.5653 | 13.8207 | -6.3938 | 36.4218 | 1.0324 | 38.5676 | 4.3371 | 68.8241 | 10.492 | 4.2667 | -6.6018 | 32.6414 | -1.5606 | 39.6264 | 4.7983
3008 | 2.369 | -5.5713 | 13.8329 | -6.3813 | 36.4552 | 1.0772 | 38.5941 | 4.3638 | 68.7582 | 10.4688 | 4.2792 | -6.5894 | 32.6418 | -1.5601 | 39.6234 | 4.7954
3009 | 2.3616 | -5.5773 | 13.845 | -6.3689 | 36.4887 | 1.122 | 38.6207 | 4.3904 | 68.6924 | 10.4456 | 4.2916 | -6.5769 | 32.6442 | -1.5576 | 39.6586 | 4.8306
3010 | 2.3584 | -5.5832 | 13.8572 | -6.3564 | 36.5244 | 1.1668 | 38.6472 | 4.4171 | 68.6558 | 10.4224 | 4.3041 | -6.5645 | 32.6791 | -1.5226 | 39.5684 | 4.7403
3011 | 2.3596 | -5.5892 | 13.8693 | -6.344 | 36.5625 | 1.2115 | 38.6737 | 4.4438 | 68.6492 | 10.3992 | 4.3165 | -6.552 | 32.7574 | -1.4443 | 39.5004 | 4.6723
3012 | 2.3608 | -5.5952 | 13.8815 | -6.3315 | 36.6006 | 1.2563 | 38.7002 | 4.4704 | 68.6426 | 10.376 | 4.3289 | -6.5396 | 32.7468 | -1.4547 | 39.5579 | 4.7298
3013 | 2.3619 | -5.5881 | 13.8929 | -6.318 | 36.6387 | 1.2899 | 38.718 | 4.4883 | 68.636 | 10.3816 | 4.3511 | -6.5174 | 32.6989 | -1.5025 | 39.3868 | 4.5588
3014 | 2.3631 | -5.5809 | 13.9037 | -6.3045 | 36.6768 | 1.3236 | 38.7357 | 4.5062 | 68.6294 | 10.3872 | 4.3732 | -6.4953 | 32.6548 | -1.5466 | 39.3755 | 4.5475
3015 | 2.3643 | -5.5738 | 13.9144 | -6.291 | 36.7149 | 1.3572 | 38.7535 | 4.5241 | 68.6228 | 10.3927 | 4.3954 | -6.4731 | 32.734 | -1.4673 | 39.3838 | 4.5558
3016 | 2.3653 | -5.5666 | 13.9252 | -6.2775 | 36.7416 | 1.3908 | 38.7712 | 4.5419 | 68.6509 | 10.3983 | 4.4175 | -6.451 | 32.6594 | -1.5418 | 39.3324 | 4.5044
3017 | 2.366 | -5.5595 | 13.9359 | -6.264 | 36.7562 | 1.4244 | 38.7889 | 4.5598 | 68.7155 | 10.4038 | 4.4397 | -6.4288 | 32.7064 | -1.4947 | 39.2567 | 4.4286
3018 | 2.3668 | -5.5524 | 13.9467 | -6.2505 | 36.7709 | 1.4581 | 38.8067 | 4.5777 | 68.7801 | 10.4094 | 4.4618 | -6.4067 | 32.6769 | -1.5241 | 39.3233 | 4.4953
3019 | 2.3675 | -5.5553 | 13.9431 | -6.2656 | 36.7856 | 1.4596 | 38.7751 | 4.5463 | 68.8447 | 10.5161 | 4.4656 | -6.4029 | 32.7455 | -1.4555 | 39.1999 | 4.3719
3020 | 2.3683 | -5.5582 | 13.9254 | -6.2808 | 36.8002 | 1.4611 | 38.7436 | 4.5149 | 68.9093 | 10.6229 | 4.4694 | -6.3991 | 32.7382 | -1.4626 | 39.1872 | 4.3592
3021 | 2.369 | -5.5611 | 13.9077 | -6.296 | 36.8149 | 1.4626 | 38.712 | 4.4834 | 68.9739 | 10.7296 | 4.4732 | -6.3953 | 32.7471 | -1.4536 | 39.0366 | 4.2085
3022 | 2.3613 | -5.564 | 13.89 | -6.3112 | 36.8139 | 1.4641 | 38.6804 | 4.452 | 69.054 | 10.8364 | 4.477 | -6.3915 | 32.7568 | -1.4439 | 39.0714 | 4.2434
3023 | 2.3444 | -5.5669 | 13.8722 | -6.3264 | 36.7961 | 1.4656 | 38.6489 | 4.4206 | 69.1509 | 10.9431 | 4.4808 | -6.3877 | 32.6907 | -1.5099 | 38.8786 | 4.0506
3024 | 2.3276 | -5.5698 | 13.8545 | -6.3416 | 36.7783 | 1.4671 | 38.6173 | 4.3892 | 69.2477 | 11.0498 | 4.4846 | -6.3839 | 32.7161 | -1.4844 | 39.0221 | 4.1941
3025 | 2.3107 | -5.5956 | 13.8252 | -6.3825 | 36.7604 | 1.436 | 38.5761 | 4.3481 | 69.3445 | 11.1401 | 4.4705 | -6.398 | 32.7314 | -1.469 | 38.8948 | 4.0668
3026 | 2.2939 | -5.6215 | 13.7843 | -6.4234 | 36.7426 | 1.4048 | 38.5348 | 4.3069 | 69.4414 | 11.2303 | 4.4563 | -6.4122 | 32.7022 | -1.4981 | 38.9318 | 4.1038
3027 | 2.277 | -5.6473 | 13.7435 | -6.4643 | 36.7248 | 1.3736 | 38.4936 | 4.2658 | 69.5382 | 11.3205 | 4.4421 | -6.4264 | 32.6663 | -1.5339 | 38.7653 | 3.9373
3028 | 2.2561 | -5.6731 | 13.7027 | -6.5052 | 36.7051 | 1.3425 | 38.4524 | 4.2247 | 69.6102 | 11.4108 | 4.428 | -6.4405 | 32.6725 | -1.5276 | 38.7921 | 3.9641
3029 | 2.2308 | -5.6989 | 13.6618 | -6.5461 | 36.6832 | 1.3113 | 38.4111 | 4.1836 | 69.6551 | 11.501 | 4.4138 | -6.4547 | 32.6638 | -1.5362 | 38.8287 | 4.0007
3030 | 2.2055 | -5.7247 | 13.621 | -6.587 | 36.6614 | 1.2802 | 38.3699 | 4.1425 | 69.6999 | 11.5913 | 4.3997 | -6.4689 | 32.6852 | -1.5148 | 38.7097 | 3.8817
3031 | 2.1802 | -5.7488 | 13.5834 | -6.6224 | 36.6395 | 1.2651 | 38.3169 | 4.0897 | 69.7447 | 11.6046 | 4.3726 | -6.4959 | 32.5972 | -1.6027 | 38.6894 | 3.8614
3032 | 2.1549 | -5.7729 | 13.549 | -6.6579 | 36.6177 | 1.2501 | 38.264 | 4.0369 | 69.7896 | 11.6179 | 4.3456 | -6.523 | 32.536 | -1.6637 | 38.6905 | 3.8625
3033 | 2.1296 | -5.797 | 13.5146 | -6.6934 | 36.5958 | 1.235 | 38.2111 | 3.9841 | 69.8344 | 11.6312 | 4.3185 | -6.55 | 32.5541 | -1.6455 | 38.5532 | 3.7252
3034 | 2.102 | -5.821 | 13.4802 | -6.7288 | 36.5704 | 1.22 | 38.1582 | 3.9314 | 69.8711 | 11.6446 | 4.2915 | -6.5771 | 32.53 | -1.6695 | 38.5618 | 3.7338
3035 | 2.0717 | -5.8451 | 13.4458 | -6.7643 | 36.5411 | 1.2049 | 38.1052 | 3.8786 | 69.8986 | 11.6579 | 4.2644 | -6.6041 | 32.5297 | -1.6698 | 38.7102 | 3.8822
3036 | 2.0414 | -5.8692 | 13.4114 | -6.7998 | 36.5117 | 1.1899 | 38.0523 | 3.8258 | 69.9262 | 11.6712 | 4.2374 | -6.6312 | 32.5253 | -1.6741 | 38.6078 | 3.7799
3037 | 2.0112 | -5.9029 | 13.3862 | -6.8176 | 36.4823 | 1.1507 | 38.0217 | 3.7953 | 69.9538 | 11.7092 | 4.1737 | -6.6948 | 32.4976 | -1.7017 | 38.5879 | 3.7599
3038 | 1.9809 | -5.9367 | 13.3699 | -6.8355 | 36.453 | 1.1116 | 37.9912 | 3.7649 | 69.9814 | 11.7471 | 4.1101 | -6.7584 | 32.4692 | -1.7301 | 38.6008 | 3.7728
3039 | 1.9506 | -5.9704 | 13.3537 | -6.8534 | 36.4236 | 1.0725 | 37.9606 | 3.7345 | 70.0089 | 11.785 | 4.0465 | -6.822 | 32.4431 | -1.756 | 38.6535 | 3.8255
3040 | 1.9207 | -6.0041 | 13.3374 | -6.8713 | 36.3949 | 1.0333 | 37.93 | 3.7041 | 70.0273 | 11.8229 | 3.9828 | -6.8857 | 32.3897 | -1.8094 | 38.5742 | 3.7462
3041 | 1.8911 | -6.0379 | 13.3212 | -6.8892 | 36.3669 | 0.99421 | 37.8995 | 3.6736 | 70.0351 | 11.8609 | 3.9192 | -6.9493 | 32.4076 | -1.7914 | 38.7309 | 3.9029
3042 | 1.8614 | -6.0716 | 13.3049 | -6.9071 | 36.339 | 0.95508 | 37.8689 | 3.6432 | 70.0429 | 11.8988 | 3.8556 | -7.013 | 32.3774 | -1.8215 | 38.6916 | 3.8637
3043 | 1.8318 | -6.0975 | 13.3007 | -6.9002 | 36.311 | 0.93517 | 37.8653 | 3.6397 | 70.0508 | 11.886 | 3.7936 | -7.0749 | 32.4083 | -1.7905 | 38.6396 | 3.8116
3044 | 1.8022 | -6.1234 | 13.3082 | -6.8933 | 36.283 | 0.91527 | 37.8617 | 3.6363 | 70.0586 | 11.8732 | 3.7317 | -7.1368 | 32.3533 | -1.8454 | 38.6748 | 3.8469
3045 | 1.7726 | -6.1493 | 13.3157 | -6.8864 | 36.2551 | 0.89536 | 37.8581 | 3.6328 | 70.0664 | 11.8605 | 3.6698 | -7.1987 | 32.422 | -1.7766 | 38.6783 | 3.8504
3046 | 1.7487 | -6.1752 | 13.3232 | -6.8795 | 36.2331 | 0.87546 | 37.8545 | 3.6294 | 70.0568 | 11.8477 | 3.6078 | -7.2607 | 32.3469 | -1.8516 | 38.7752 | 3.9472
3047 | 1.7316 | -6.201 | 13.3307 | -6.8726 | 36.2179 | 0.85556 | 37.8509 | 3.6259 | 70.0268 | 11.8349 | 3.5459 | -7.3226 | 32.378 | -1.8204 | 38.8184 | 3.9904
3048 | 1.7145 | -6.2269 | 13.3382 | -6.8657 | 36.2028 | 0.83565 | 37.8473 | 3.6225 | 69.9969 | 11.8222 | 3.484 | -7.3845 | 32.3586 | -1.8397 | 38.9167 | 4.0888
3049 | 1.6974 | -6.2371 | 13.352 | -6.8468 | 36.1877 | 0.82412 | 37.8557 | 3.6309 | 69.9669 | 11.7806 | 3.443 | -7.4255 | 32.3531 | -1.8452 | 38.8813 | 4.0534
3050 | 1.6803 | -6.2472 | 13.3718 | -6.8279 | 36.1726 | 0.81259 | 37.864 | 3.6394 | 69.937 | 11.7391 | 3.402 | -7.4665 | 32.3431 | -1.8551 | 38.8326 | 4.0047
3051 | 1.6632 | -6.2573 | 13.3917 | -6.8089 | 36.1575 | 0.80107 | 37.8723 | 3.6478 | 69.907 | 11.6976 | 3.361 | -7.5075 | 32.3226 | -1.8754 | 39.0439 | 4.216
3052 | 1.6523 | -6.2675 | 13.4116 | -6.79 | 36.1529 | 0.78954 | 37.8806 | 3.6563 | 69.8592 | 11.6561 | 3.32 | -7.5485 | 32.4025 | -1.7955 | 38.9203 | 4.0924
3053 | 1.6486 | -6.2776 | 13.4315 | -6.771 | 36.1608 | 0.77801 | 37.8889 | 3.6648 | 69.7904 | 11.6146 | 3.279 | -7.5895 | 32.3051 | -1.8928 | 38.9709 | 4.143
3054 | 1.645 | -6.2877 | 13.4513 | -6.7521 | 36.1686 | 0.76648 | 37.8973 | 3.6732 | 69.7215 | 11.573 | 3.238 | -7.6305 | 32.2993 | -1.8984 | 39.0693 | 4.2414
3055 | 1.6413 | -6.286 | 13.4784 | -6.7169 | 36.1765 | 0.78807 | 37.9467 | 3.7228 | 69.6526 | 11.4856 | 3.242 | -7.6265 | 32.3716 | -1.8261 | 38.9956 | 4.1677
3056 | 1.6376 | -6.2844 | 13.5124 | -6.6818 | 36.1844 | 0.80966 | 37.9962 | 3.7725 | 69.5837 | 11.3981 | 3.246 | -7.6225 | 32.3354 | -1.8622 | 38.9879 | 4.16
3057 | 1.634 | -6.2827 | 13.5464 | -6.6466 | 36.1923 | 0.83124 | 38.0457 | 3.8221 | 69.5149 | 11.3107 | 3.25 | -7.6185 | 32.3783 | -1.8193 | 39.0181 | 4.1902
3058 | 1.6357 | -6.281 | 13.5804 | -6.6115 | 36.2111 | 0.85283 | 38.0952 | 3.8717 | 69.4463 | 11.2233 | 3.254 | -7.6145 | 32.3871 | -1.8103 | 39.0542 | 4.2263
3059 | 1.6438 | -6.2793 | 13.6145 | -6.5763 | 36.2432 | 0.87442 | 38.1447 | 3.9214 | 69.3783 | 11.1358 | 3.258 | -7.6105 | 32.3591 | -1.8382 | 39.1092 | 4.2813
3060 | 1.652 | -6.2776 | 13.6485 | -6.5412 | 36.2753 | 0.896 | 38.1942 | 3.971 | 69.3102 | 11.0484 | 3.262 | -7.6065 | 32.3674 | -1.8298 | 39.1677 | 4.3398
3061 | 1.6602 | -6.2641 | 13.6774 | -6.5151 | 36.3073 | 0.93559 | 38.2301 | 4.007 | 69.2421 | 10.9941 | 3.3017 | -7.5668 | 32.4058 | -1.7913 | 39.0903 | 4.2624
3062 | 1.6683 | -6.2506 | 13.7013 | -6.4891 | 36.3394 | 0.97517 | 38.2659 | 4.043 | 69.1741 | 10.9397 | 3.3414 | -7.5271 | 32.4058 | -1.7913 | 39.0621 | 4.2342
3063 | 1.6765 | -6.2371 | 13.7253 | -6.463 | 36.3715 | 1.0148 | 38.3018 | 4.079 | 69.106 | 10.8854 | 3.3811 | -7.4874 | 32.3394 | -1.8575 | 39.0893 | 4.2614
3064 | 1.6854 | -6.2236 | 13.7492 | -6.437 | 36.3997 | 1.0543 | 38.3376 | 4.115 | 69.0514 | 10.8311 | 3.4208 | -7.4477 | 32.4143 | -1.7826 | 39.077 | 4.2491
3065 | 1.6953 | -6.2101 | 13.7732 | -6.411 | 36.4231 | 1.0939 | 38.3735 | 4.1509 | 69.0135 | 10.7768 | 3.4605 | -7.408 | 32.5155 | -1.6812 | 39.0743 | 4.2464
3066 | 1.7052 | -6.1966 | 13.7971 | -6.3849 | 36.4464 | 1.1335 | 38.4093 | 4.1869 | 68.9756 | 10.7225 | 3.5002 | -7.3684 | 32.4575 | -1.7392 | 39.0306 | 4.2027
3067 | 1.7151 | -6.1883 | 13.8116 | -6.3797 | 36.4698 | 1.146 | 38.459 | 4.2368 | 68.9376 | 10.6962 | 3.5592 | -7.3093 | 32.4851 | -1.7116 | 39.063 | 4.2351
3068 | 1.725 | -6.1801 | 13.8169 | -6.3744 | 36.4932 | 1.1585 | 38.5087 | 4.2866 | 68.8997 | 10.67 | 3.6182 | -7.2503 | 32.4651 | -1.7315 | 38.9236 | 4.0957
3069 | 1.7349 | -6.1718 | 13.8223 | -6.3692 | 36.5165 | 1.1709 | 38.5583 | 4.3364 | 68.8618 | 10.6437 | 3.6772 | -7.1913 | 32.5007 | -1.6958 | 39.1007 | 4.2728
3070 | 1.7451 | -6.1636 | 13.8277 | -6.364 | 36.5317 | 1.1834 | 38.608 | 4.3862 | 68.8371 | 10.6174 | 3.7363 | -7.1322 | 32.5213 | -1.6751 | 38.9566 | 4.1287
3071 | 1.7557 | -6.1553 | 13.8331 | -6.3587 | 36.5367 | 1.1959 | 38.6577 | 4.436 | 68.8291 | 10.5912 | 3.7953 | -7.0732 | 32.5791 | -1.6171 | 38.9016 | 4.0737
3072 | 1.7662 | -6.147 | 13.8384 | -6.3535 | 36.5416 | 1.2083 | 38.7074 | 4.4858 | 68.821 | 10.5649 | 3.8543 | -7.0142 | 32.5749 | -1.6213 | 38.8793 | 4.0514
3073 | 1.7768 | -6.134 | 13.8462 | -6.3418 | 36.5466 | 1.2084 | 38.6663 | 4.4449 | 68.813 | 10.5698 | 3.9334 | -6.9351 | 32.6021 | -1.594 | 38.8764 | 4.0485
3074 | 1.7874 | -6.121 | 13.8563 | -6.3301 | 36.5515 | 1.2084 | 38.6252 | 4.4039 | 68.8049 | 10.5746 | 4.0124 | -6.8561 | 32.7107 | -1.4853 | 38.8722 | 4.0443
3075 | 1.798 | -6.1079 | 13.8664 | -6.3184 | 36.5565 | 1.2085 | 38.5841 | 4.3629 | 68.7969 | 10.5794 | 4.0915 | -6.777 | 32.644 | -1.5519 | 38.9086 | 4.0808
3076 | 1.808 | -6.0949 | 13.8765 | -6.3066 | 36.5589 | 1.2085 | 38.543 | 4.322 | 68.8038 | 10.5843 | 4.1705 | -6.698 | 32.6936 | -1.5022 | 38.9068 | 4.079
3077 | 1.8171 | -6.0818 | 13.8867 | -6.2949 | 36.558 | 1.2086 | 38.5019 | 4.281 | 68.83 | 10.5891 | 4.2496 | -6.6189 | 32.6658 | -1.53 | 38.9136 | 4.0857
3078 | 1.8263 | -6.0688 | 13.8968 | -6.2832 | 36.5571 | 1.2086 | 38.4608 | 4.2401 | 68.8561 | 10.594 | 4.3286 | -6.5399 | 32.7507 | -1.4449 | 38.841 | 4.0131
3079 | 1.8354 | -6.0614 | 13.8998 | -6.2864 | 36.5562 | 1.2074 | 38.441 | 4.2204 | 68.8823 | 10.6351 | 4.3269 | -6.5416 | 32.7868 | -1.4087 | 38.8037 | 3.9758
3080 | 1.8446 | -6.0541 | 13.8961 | -6.2896 | 36.5553 | 1.2061 | 38.4212 | 4.2008 | 68.9085 | 10.6762 | 4.3251 | -6.5434 | 32.8051 | -1.3904 | 38.8045 | 3.9767
3081 | 1.8537 | -6.0467 | 13.8924 | -6.2927 | 36.5544 | 1.2048 | 38.4015 | 4.1812 | 68.9346 | 10.7173 | 4.3234 | -6.5451 | 32.743 | -1.4524 | 38.8435 | 4.0156
3082 | 1.8601 | -6.0393 | 13.8887 | -6.2959 | 36.5501 | 1.2036 | 38.3817 | 4.1615 | 68.9759 | 10.7584 | 4.3217 | -6.5468 | 32.8011 | -1.3942 | 38.8808 | 4.053
3083 | 1.8629 | -6.032 | 13.885 | -6.299 | 36.5412 | 1.2023 | 38.3619 | 4.1419 | 69.0372 | 10.7995 | 4.32 | -6.5485 | 32.8427 | -1.3525 | 38.8311 | 4.0033
3084 | 1.8656 | -6.0246 | 13.8813 | -6.3022 | 36.5324 | 1.201 | 38.3421 | 4.1223 | 69.0984 | 10.8406 | 4.3182 | -6.5503 | 32.835 | -1.3601 | 38.8917 | 4.0639
3085 | 1.8684 | -6.0242 | 13.8766 | -6.3071 | 36.5235 | 1.1873 | 38.3168 | 4.0971 | 69.1596 | 10.9159 | 4.3054 | -6.5631 | 32.9303 | -1.2648 | 38.8938 | 4.066
3086 | 1.8711 | -6.0237 | 13.871 | -6.3121 | 36.5147 | 1.1735 | 38.2916 | 4.072 | 69.2208 | 10.9912 | 4.2926 | -6.5759 | 32.8861 | -1.3088 | 38.9955 | 4.1677
3087 | 1.8739 | -6.0232 | 13.8655 | -6.317 | 36.5058 | 1.1597 | 38.2663 | 4.0468 | 69.282 | 11.0665 | 4.2797 | -6.5888 | 32.8894 | -1.3054 | 39.0258 | 4.198
3088 | 1.8739 | -6.0227 | 13.8599 | -6.3219 | 36.5001 | 1.146 | 38.241 | 4.0217 | 69.3572 | 11.1418 | 4.2669 | -6.6016 | 32.8805 | -1.3143 | 38.9637 | 4.1359
3089 | 1.8703 | -6.0222 | 13.8543 | -6.3268 | 36.4987 | 1.1322 | 38.2157 | 3.9965 | 69.4511 | 11.2171 | 4.2541 | -6.6144 | 32.909 | -1.2856 | 39.0272 | 4.1993
3090 | 1.8667 | -6.0217 | 13.8487 | -6.3317 | 36.4972 | 1.1184 | 38.1904 | 3.9714 | 69.5449 | 11.2923 | 4.2412 | -6.6273 | 32.8576 | -1.337 | 39.0024 | 4.1745
3091 | 1.8631 | -6.0273 | 13.8406 | -6.3399 | 36.4957 | 1.1256 | 38.1559 | 3.937 | 69.6388 | 11.3992 | 4.2148 | -6.6537 | 32.7851 | -1.4094 | 38.9739 | 4.146
3092 | 1.8595 | -6.0328 | 13.8302 | -6.3481 | 36.4943 | 1.1327 | 38.1214 | 3.9026 | 69.7327 | 11.5061 | 4.1884 | -6.68 | 32.7928 | -1.4016 | 39.0008 | 4.173
3093 | 1.8558 | -6.0383 | 13.8197 | -6.3562 | 36.4928 | 1.1399 | 38.0869 | 3.8682 | 69.8265 | 11.6129 | 4.162 | -6.7064 | 32.7576 | -1.4368 | 39.0568 | 4.229
3094 | 1.8421 | -6.0439 | 13.8092 | -6.3644 | 36.4893 | 1.147 | 38.0523 | 3.8339 | 69.8936 | 11.7198 | 4.1357 | -6.7328 | 32.6761 | -1.5182 | 39.0302 | 4.2024
3095 | 1.8147 | -6.0494 | 13.7987 | -6.3725 | 36.4829 | 1.1542 | 38.0178 | 3.7995 | 69.9241 | 11.8266 | 4.1093 | -6.7592 | 32.662 | -1.5321 | 39.2372 | 4.4094
3096 | 1.7872 | -6.055 | 13.7883 | -6.3807 | 36.4764 | 1.1614 | 37.9833 | 3.7651 | 69.9546 | 11.9335 | 4.0829 | -6.7856 | 32.6243 | -1.5698 | 39.0167 | 4.1889
3097 | 1.7597 | -6.0964 | 13.7668 | -6.4126 | 36.47 | 1.146 | 37.9302 | 3.7122 | 69.9851 | 11.9127 | 4.0554 | -6.8131 | 32.5565 | -1.6374 | 39.0356 | 4.2078
3098 | 1.7322 | -6.1379 | 13.7351 | -6.4444 | 36.4636 | 1.1307 | 37.8772 | 3.6592 | 70.0156 | 11.892 | 4.0278 | -6.8407 | 32.5777 | -1.6162 | 39.0706 | 4.2428
3099 | 1.7047 | -6.1793 | 13.7034 | -6.4763 | 36.4572 | 1.1154 | 37.8241 | 3.6063 | 70.0461 | 11.8712 | 4.0003 | -6.8682 | 32.4174 | -1.7764 | 39.0798 | 4.252
3100 | 1.6675 | -6.2208 | 13.6717 | -6.5082 | 36.4528 | 1.1 | 37.771 | 3.5534 | 70.0464 | 11.8505 | 3.9728 | -6.8957 | 32.2784 | -1.9153 | 39.0695 | 4.2417
3101 | 1.6168 | -6.2623 | 13.6399 | -6.54 | 36.4512 | 1.0847 | 37.7179 | 3.5004 | 70.0046 | 11.8297 | 3.9453 | -6.9232 | 32.2959 | -1.8977 | 38.9658 | 4.138
3102 | 1.566 | -6.3037 | 13.6082 | -6.5719 | 36.4496 | 1.0694 | 37.6649 | 3.4475 | 69.9628 | 11.809 | 3.9177 | -6.9508 | 32.2877 | -1.9058 | 38.9733 | 4.1455
3103 | 1.5153 | -6.3599 | 13.5797 | -6.5971 | 36.4481 | 1.0773 | 37.656 | 3.4388 | 69.921 | 11.7534 | 3.903 | -6.9655 | 32.2224 | -1.971 | 38.9851 | 4.1573
3104 | 1.4645 | -6.416 | 13.5541 | -6.6222 | 36.4465 | 1.0852 | 37.6472 | 3.4301 | 69.8792 | 11.6978 | 3.8883 | -6.9802 | 32.1578 | -2.0355 | 39.0023 | 4.1745
3105 | 1.4138 | -6.4722 | 13.5286 | -6.6474 | 36.4449 | 1.0932 | 37.6383 | 3.4214 | 69.8374 | 11.6422 | 3.8736 | -6.9949 | 32.0663 | -2.127 | 38.9014 | 4.0736
3106 | 1.3558 | -6.5283 | 13.503 | -6.6725 | 36.4314 | 1.1011 | 37.6295 | 3.4127 | 69.7974 | 11.5866 | 3.8589 | -7.0096 | 32.0374 | -2.1558 | 38.8503 | 4.0226
3107 | 1.2877 | -6.5845 | 13.4775 | -6.6977 | 36.401 | 1.1091 | 37.6206 | 3.404 | 69.7599 | 11.531 | 3.8442 | -7.0243 | 31.9405 | -2.2527 | 38.9081 | 4.0803
3108 | 1.2195 | -6.6406 | 13.4519 | -6.7228 | 36.3706 | 1.117 | 37.6118 | 3.3953 | 69.7224 | 11.4754 | 3.8295 | -7.039 | 31.9164 | -2.2766 | 38.753 | 3.9253
3109 | 1.1513 | -6.716 | 13.428 | -6.748 | 36.3401 | 1.0611 | 37.6032 | 3.3868 | 69.6849 | 11.4504 | 3.7978 | -7.0707 | 31.8363 | -2.3567 | 38.8606 | 4.0328
3110 | 1.0831 | -6.7914 | 13.4057 | -6.7731 | 36.3097 | 1.0051 | 37.5946 | 3.3784 | 69.6473 | 11.4254 | 3.7662 | -7.1023 | 31.8076 | -2.3852 | 38.6794 | 3.8516
3111 | 1.015 | -6.8668 | 13.3834 | -6.7983 | 36.2793 | 0.94921 | 37.5861 | 3.3699 | 69.6098 | 11.4004 | 3.7345 | -7.134 | 31.7186 | -2.4742 | 38.7516 | 3.9239
3112 | 0.9503 | -6.9422 | 13.3611 | -6.8234 | 36.2477 | 0.89327 | 37.5775 | 3.3615 | 69.5637 | 11.3755 | 3.7029 | -7.1656 | 31.7507 | -2.442 | 38.7241 | 3.8963
3113 | 0.89073 | -7.0176 | 13.3388 | -6.8486 | 36.2144 | 0.83732 | 37.5689 | 3.3531 | 69.505 | 11.3505 | 3.6712 | -7.1973 | 31.7319 | -2.4607 | 38.6831 | 3.8554
3114 | 0.83115 | -7.0929 | 13.3164 | -6.8737 | 36.1811 | 0.78138 | 37.5603 | 3.3446 | 69.4463 | 11.3255 | 3.6395 | -7.2289 | 31.7551 | -2.4374 | 38.643 | 3.8152
3115 | 0.77158 | -7.1411 | 13.3143 | -6.8586 | 36.1478 | 0.76351 | 37.5759 | 3.3603 | 69.3876 | 11.2446 | 3.5891 | -7.2794 | 31.7747 | -2.4177 | 38.6576 | 3.8298
3116 | 0.712 | -7.1892 | 13.331 | -6.8436 | 36.1145 | 0.74564 | 37.5914 | 3.376 | 69.3289 | 11.1637 | 3.5386 | -7.3299 | 31.7326 | -2.4597 | 38.6093 | 3.7816
3117 | 0.65243 | -7.2373 | 13.3476 | -6.8285 | 36.0812 | 0.72778 | 37.607 | 3.3917 | 69.2702 | 11.0829 | 3.4881 | -7.3804 | 31.8073 | -2.3849 | 38.6626 | 3.8348
3118 | 0.60612 | -7.2855 | 13.3642 | -6.8135 | 36.0546 | 0.70991 | 37.6226 | 3.4074 | 69.2052 | 11.002 | 3.4376 | -7.4309 | 31.7933 | -2.3988 | 38.5997 | 3.772
3119 | 0.57953 | -7.3336 | 13.3808 | -6.7984 | 36.0378 | 0.69204 | 37.6381 | 3.4231 | 69.131 | 10.9211 | 3.3871 | -7.4814 | 31.8436 | -2.3485 | 38.6242 | 3.7965
3120 | 0.55293 | -7.3817 | 13.3974 | -6.7834 | 36.021 | 0.67417 | 37.6537 | 3.4389 | 69.0567 | 10.8403 | 3.3366 | -7.5319 | 31.8885 | -2.3035 | 38.5676 | 3.7398
3121 | 0.52633 | -7.3931 | 13.426 | -6.7438 | 36.0042 | 0.65837 | 37.6746 | 3.4598 | 68.9825 | 10.7708 | 3.2874 | -7.5811 | 31.945 | -2.2469 | 38.4763 | 3.6486
3122 | 0.49973 | -7.4045 | 13.4656 | -6.7043 | 35.9875 | 0.64257 | 37.6954 | 3.4808 | 68.9083 | 10.7014 | 3.2382 | -7.6303 | 31.9394 | -2.2524 | 38.4526 | 3.6249
3123 | 0.47313 | -7.4159 | 13.5052 | -6.6648 | 35.9707 | 0.62677 | 37.7163 | 3.5018 | 68.834 | 10.6319 | 3.189 | -7.6795 | 32.0804 | -2.1114 | 38.4888 | 3.6611
3124 | 0.46432 | -7.4272 | 13.5448 | -6.6252 | 35.9638 | 0.61097 | 37.7371 | 3.5228 | 68.7806 | 10.5625 | 3.1397 | -7.7287 | 32.1636 | -2.028 | 38.5369 | 3.7092
3125 | 0.48249 | -7.4386 | 13.5843 | -6.5857 | 35.9721 | 0.59517 | 37.758 | 3.5438 | 68.7589 | 10.493 | 3.0905 | -7.778 | 32.1371 | -2.0544 | 38.5588 | 3.7311
3126 | 0.50065 | -7.45 | 13.6239 | -6.5462 | 35.9804 | 0.57937 | 37.7788 | 3.5648 | 68.7372 | 10.4236 | 3.0413 | -7.8272 | 32.2673 | -1.9241 | 38.4971 | 3.6694
3127 | 0.51882 | -7.4113 | 13.6651 | -6.5009 | 35.9886 | 0.60388 | 37.8475 | 3.6336 | 68.7155 | 10.434 | 2.998 | -7.8705 | 32.2731 | -1.9183 | 38.444 | 3.6163
3128 | 0.53698 | -7.3727 | 13.7077 | -6.4556 | 35.9969 | 0.62838 | 37.9161 | 3.7024 | 68.6938 | 10.4444 | 2.9548 | -7.9137 | 32.3236 | -1.8677 | 38.5515 | 3.7238
3129 | 0.55515 | -7.334 | 13.7502 | -6.4103 | 36.0051 | 0.65289 | 37.9848 | 3.7712 | 68.6721 | 10.4548 | 2.9115 | -7.957 | 32.364 | -1.8272 | 38.415 | 3.5873
3130 | 0.58519 | -7.2954 | 13.7928 | -6.365 | 36.0258 | 0.6774 | 38.0534 | 3.84 | 68.6674 | 10.4652 | 2.8682 | -8.0003 | 32.505 | -1.6861 | 38.3862 | 3.5585
3131 | 0.63364 | -7.2567 | 13.8354 | -6.3197 | 36.0655 | 0.70191 | 38.1221 | 3.9088 | 68.6889 | 10.4756 | 2.8249 | -8.0435 | 32.5328 | -1.6582 | 38.3325 | 3.5048
3132 | 0.68209 | -7.2181 | 13.878 | -6.2744 | 36.1053 | 0.72641 | 38.1908 | 3.9776 | 68.7105 | 10.486 | 2.7817 | -8.0868 | 32.5842 | -1.6068 | 38.4578 | 3.6301
3133 | 0.73054 | -7.1623 | 13.9052 | -6.2582 | 36.145 | 0.77652 | 38.2219 | 4.0089 | 68.732 | 10.5153 | 2.789 | -8.0795 | 32.6172 | -1.5736 | 38.3842 | 3.5565
3134 | 0.77899 | -7.1065 | 13.9183 | -6.2421 | 36.1848 | 0.82663 | 38.2531 | 4.0402 | 68.7536 | 10.5446 | 2.7962 | -8.0723 | 32.6597 | -1.5311 | 38.3081 | 3.4804
3135 | 0.82744 | -7.0507 | 13.9314 | -6.226 | 36.2245 | 0.87674 | 38.2843 | 4.0716 | 68.7751 | 10.574 | 2.8035 | -8.065 | 32.7233 | -1.4674 | 38.247 | 3.4193
3136 | 0.87731 | -6.9949 | 13.9445 | -6.2099 | 36.2612 | 0.92686 | 38.3155 | 4.1029 | 68.8067 | 10.6033 | 2.8108 | -8.0577 | 32.7159 | -1.4747 | 38.1964 | 3.3687
3137 | 0.92942 | -6.9391 | 13.9576 | -6.1938 | 36.2931 | 0.97697 | 38.3467 | 4.1342 | 68.8542 | 10.6326 | 2.818 | -8.0504 | 32.7253 | -1.4652 | 38.277 | 3.4494
3138 | 0.98154 | -6.8833 | 13.9707 | -6.1776 | 36.3249 | 1.0271 | 38.3778 | 4.1655 | 68.9017 | 10.6619 | 2.8253 | -8.0432 | 32.7788 | -1.4116 | 38.1549 | 3.3273
3139 | 1.0336 | -6.8328 | 13.9678 | -6.1943 | 36.3568 | 1.0471 | 38.3721 | 4.1599 | 68.9491 | 10.7217 | 2.8971 | -7.9714 | 32.8045 | -1.3859 | 38.1871 | 3.3594
3140 | 1.0858 | -6.7822 | 13.9501 | -6.211 | 36.3886 | 1.0672 | 38.3663 | 4.1543 | 68.9966 | 10.7816 | 2.9689 | -7.8996 | 32.7286 | -1.4617 | 38.2261 | 3.3985
3141 | 1.1379 | -6.7317 | 13.9325 | -6.2276 | 36.4205 | 1.0872 | 38.3605 | 4.1487 | 69.0441 | 10.8414 | 3.0407 | -7.8277 | 32.724 | -1.4661 | 38.1128 | 3.2851
3142 | 1.1803 | -6.6811 | 13.9148 | -6.2443 | 36.4386 | 1.1073 | 38.3548 | 4.143 | 69.0869 | 10.9013 | 3.1125 | -7.756 | 32.6989 | -1.4912 | 38.049 | 3.2213
3143 | 1.2072 | -6.6306 | 13.8972 | -6.261 | 36.4347 | 1.1274 | 38.349 | 4.1374 | 69.1223 | 10.9611 | 3.1843 | -7.6841 | 32.7114 | -1.4786 | 38.0976 | 3.27
3144 | 1.234 | -6.58 | 13.8796 | -6.2776 | 36.4307 | 1.1474 | 38.3433 | 4.1318 | 69.1577 | 11.021 | 3.2561 | -7.6123 | 32.7001 | -1.4898 | 38.1089 | 3.2812
3145 | 1.2609 | -6.5679 | 13.8592 | -6.3016 | 36.4267 | 1.1279 | 38.3042 | 4.0929 | 69.1931 | 11.0406 | 3.3255 | -7.543 | 32.7241 | -1.4658 | 38.0978 | 3.2702
3146 | 1.2877 | -6.5558 | 13.8364 | -6.3255 | 36.4227 | 1.1084 | 38.2652 | 4.0541 | 69.2285 | 11.0603 | 3.3949 | -7.4736 | 32.5861 | -1.6036 | 38.1055 | 3.2779
3147 | 1.3146 | -6.5436 | 13.8137 | -6.3495 | 36.4188 | 1.0889 | 38.2262 | 4.0152 | 69.2638 | 11.08 | 3.4643 | -7.4042 | 32.6925 | -1.4972 | 38.0114 | 3.1837
3148 | 1.3313 | -6.5315 | 13.7909 | -6.3734 | 36.4128 | 1.0693 | 38.1872 | 3.9763 | 69.2881 | 11.0997 | 3.5337 | -7.3348 | 32.6688 | -1.5207 | 37.9664 | 3.1387
3149 | 1.3315 | -6.5194 | 13.7681 | -6.3973 | 36.4034 | 1.0498 | 38.1482 | 3.9374 | 69.2939 | 11.1193 | 3.6031 | -7.2654 | 32.6471 | -1.5424 | 38.0761 | 3.2485
3150 | 1.3316 | -6.5073 | 13.7453 | -6.4213 | 36.394 | 1.0303 | 38.1092 | 3.8986 | 69.2998 | 11.139 | 3.6725 | -7.196 | 32.6232 | -1.5662 | 38.1762 | 3.3486
3151 | 1.3317 | -6.5141 | 13.7328 | -6.4254 | 36.3847 | 1.0279 | 38.0573 | 3.8469 | 69.3056 | 11.1362 | 3.7102 | -7.1583 | 32.6257 | -1.5637 | 38.2207 | 3.393
3152 | 1.3319 | -6.521 | 13.7296 | -6.4296 | 36.3753 | 1.0254 | 38.0055 | 3.7952 | 69.3114 | 11.1333 | 3.7479 | -7.1206 | 32.5803 | -1.609 | 38.2458 | 3.4182
3153 | 1.332 | -6.5279 | 13.7263 | -6.4338 | 36.366 | 1.023 | 37.9536 | 3.7434 | 69.3173 | 11.1305 | 3.7856 | -7.0829 | 32.6045 | -1.5846 | 38.2183 | 3.3906
3154 | 1.3295 | -6.5347 | 13.723 | -6.4379 | 36.3633 | 1.0205 | 37.9018 | 3.6917 | 69.3346 | 11.1277 | 3.8232 | -7.0452 | 32.5387 | -1.6504 | 38.3122 | 3.4846
3155 | 1.3225 | -6.5416 | 13.7198 | -6.4421 | 36.372 | 1.0181 | 37.8499 | 3.64 | 69.3711 | 11.1248 | 3.8609 | -7.0076 | 32.5631 | -1.6259 | 38.5002 | 3.6726
3156 | 1.3155 | -6.5485 | 13.7165 | -6.4462 | 36.3808 | 1.0156 | 37.7981 | 3.5883 | 69.4076 | 11.122 | 3.8986 | -6.9699 | 32.5175 | -1.6714 | 38.5848 | 3.7572
3157 | 1.3085 | -6.5547 | 13.7215 | -6.4339 | 36.3895 | 1.0319 | 37.7334 | 3.5238 | 69.4442 | 11.1846 | 3.8955 | -6.973 | 32.5374 | -1.6514 | 38.7121 | 3.8845
3158 | 1.3015 | -6.5609 | 13.7338 | -6.4215 | 36.3982 | 1.0481 | 37.6687 | 3.4593 | 69.4807 | 11.2473 | 3.8923 | -6.9762 | 32.5501 | -1.6386 | 38.7283 | 3.9007
3159 | 1.2945 | -6.5672 | 13.7461 | -6.4092 | 36.4069 | 1.0644 | 37.6041 | 3.3947 | 69.5172 | 11.3099 | 3.8891 | -6.9793 | 32.5368 | -1.6518 | 38.7797 | 3.952
3160 | 1.287 | -6.5734 | 13.7584 | -6.3969 | 36.4173 | 1.0807 | 37.5394 | 3.3302 | 69.5559 | 11.3725 | 3.886 | -6.9825 | 32.518 | -1.6705 | 38.9473 | 4.1197
3161 | 1.2788 | -6.5796 | 13.7707 | -6.3845 | 36.4305 | 1.0969 | 37.4747 | 3.2657 | 69.5984 | 11.4352 | 3.8828 | -6.9856 | 32.5259 | -1.6626 | 39.0522 | 4.2245
3162 | 1.2706 | -6.5858 | 13.783 | -6.3722 | 36.4438 | 1.1132 | 37.4101 | 3.2012 | 69.6408 | 11.4978 | 3.8797 | -6.9888 | 32.566 | -1.6224 | 39.0701 | 4.2425
3163 | 1.2624 | -6.5945 | 13.7969 | -6.3551 | 36.457 | 1.1247 | 37.4118 | 3.2031 | 69.6832 | 11.5275 | 3.8446 | -7.0239 | 32.5244 | -1.6639 | 39.133 | 4.3054
3164 | 1.2542 | -6.6031 | 13.8123 | -6.3381 | 36.4702 | 1.1363 | 37.4136 | 3.205 | 69.7256 | 11.5571 | 3.8095 | -7.059 | 32.5168 | -1.6714 | 39.2275 | 4.3999
3165 | 1.246 | -6.6117 | 13.8276 | -6.321 | 36.4835 | 1.1478 | 37.4153 | 3.2069 | 69.768 | 11.5868 | 3.7743 | -7.0941 | 32.4862 | -1.702 | 39.4143 | 4.5867
3166 | 1.2423 | -6.6204 | 13.8429 | -6.304 | 36.5076 | 1.1593 | 37.4171 | 3.2088 | 69.8041 | 11.6164 | 3.7392 | -7.1292 | 32.5532 | -1.6348 | 39.5158 | 4.6882
3167 | 1.2464 | -6.629 | 13.8582 | -6.2869 | 36.5507 | 1.1709 | 37.4189 | 3.2107 | 69.8289 | 11.6461 | 3.7041 | -7.1644 | 32.5072 | -1.6807 | 39.5114 | 4.6838
3168 | 1.2505 | -6.6376 | 13.8735 | -6.2699 | 36.5939 | 1.1824 | 37.4206 | 3.2126 | 69.8536 | 11.6757 | 3.669 | -7.1995 | 32.4582 | -1.7297 | 39.6035 | 4.7759
3169 | 1.2546 | -6.6244 | 13.8797 | -6.2697 | 36.637 | 1.2463 | 37.4748 | 3.2668 | 69.8784 | 11.6977 | 3.613 | -7.2555 | 32.4264 | -1.7614 | 39.6725 | 4.8449
3170 | 1.2587 | -6.6112 | 13.8777 | -6.2695 | 36.6802 | 1.3102 | 37.5289 | 3.3211 | 69.9032 | 11.7197 | 3.557 | -7.3115 | 32.3582 | -1.8295 | 39.7797 | 4.9521
3171 | 1.2628 | -6.598 | 13.8757 | -6.2693 | 36.7233 | 1.3741 | 37.583 | 3.3754 | 69.928 | 11.7418 | 3.501 | -7.3674 | 32.4201 | -1.7675 | 39.6934 | 4.8658
3172 | 1.2689 | -6.5847 | 13.8737 | -6.2691 | 36.7678 | 1.4381 | 37.6372 | 3.4297 | 69.9487 | 11.7638 | 3.445 | -7.4234 | 32.3515 | -1.8361 | 39.744 | 4.9164
3173 | 1.2787 | -6.5715 | 13.8717 | -6.2689 | 36.8148 | 1.502 | 37.6913 | 3.4839 | 69.9622 | 11.7858 | 3.389 | -7.4794 | 32.2456 | -1.9419 | 39.6892 | 4.8617
3174 | 1.2884 | -6.5583 | 13.8697 | -6.2687 | 36.8617 | 1.5659 | 37.7454 | 3.5382 | 69.9756 | 11.8078 | 3.333 | -7.5354 | 32.2194 | -1.968 | 39.7499 | 4.9223
3175 | 1.2982 | -6.5499 | 13.855 | -6.2915 | 36.9086 | 1.6021 | 37.7567 | 3.5497 | 69.989 | 11.8161 | 3.2909 | -7.5776 | 32.0904 | -2.0969 | 39.6202 | 4.7926
3176 | 1.3079 | -6.5416 | 13.8292 | -6.3143 | 36.9555 | 1.6383 | 37.7681 | 3.5611 | 70.0025 | 11.8244 | 3.2487 | -7.6197 | 32.0533 | -2.1339 | 39.7389 | 4.9114
3177 | 1.3177 | -6.5332 | 13.8033 | -6.3371 | 37.0025 | 1.6745 | 37.7794 | 3.5726 | 70.0159 | 11.8326 | 3.2066 | -7.6619 | 31.9491 | -2.238 | 39.603 | 4.7755
3178 | 1.3141 | -6.5248 | 13.7774 | -6.3599 | 37.0365 | 1.7107 | 37.7907 | 3.5841 | 70.018 | 11.8409 | 3.1644 | -7.7041 | 31.9489 | -2.2381 | 39.5551 | 4.7275
3179 | 1.2859 | -6.5165 | 13.7515 | -6.3827 | 37.047 | 1.7469 | 37.802 | 3.5955 | 69.9993 | 11.8492 | 3.1223 | -7.7462 | 31.9192 | -2.2677 | 39.612 | 4.7844
3180 | 1.2578 | -6.5081 | 13.7257 | -6.4055 | 37.0574 | 1.7831 | 37.8133 | 3.607 | 69.9806 | 11.8575 | 3.0801 | -7.7884 | 31.8231 | -2.3637 | 39.3322 | 4.5047
3181 | 1.2296 | -6.5589 | 13.6841 | -6.4623 | 37.0678 | 1.7772 | 37.8422 | 3.6359 | 69.9618 | 11.8218 | 3.0664 | -7.8021 | 31.7563 | -2.4304 | 39.3234 | 4.4959
3182 | 1.2015 | -6.6097 | 13.6285 | -6.5191 | 37.0783 | 1.7713 | 37.871 | 3.6649 | 69.9431 | 11.786 | 3.0526 | -7.8159 | 31.7131 | -2.4736 | 39.2165 | 4.389
3183 | 1.1733 | -6.6605 | 13.573 | -6.5759 | 37.0887 | 1.7654 | 37.8998 | 3.6938 | 69.9244 | 11.7503 | 3.0389 | -7.8296 | 31.7095 | -2.4771 | 39.1031 | 4.2756
3184 | 1.1369 | -6.7113 | 13.5175 | -6.6326 | 37.0805 | 1.7595 | 37.9286 | 3.7228 | 69.896 | 11.7146 | 3.0252 | -7.8433 | 31.5965 | -2.5901 | 38.965 | 4.1374
3185 | 1.0852 | -6.7622 | 13.462 | -6.6894 | 37.0372 | 1.7536 | 37.9574 | 3.7517 | 69.8496 | 11.6788 | 3.0114 | -7.8571 | 31.5408 | -2.6457 | 38.8092 | 3.9816
3186 | 1.0334 | -6.813 | 13.4065 | -6.7462 | 36.9939 | 1.7477 | 37.9862 | 3.7807 | 69.8031 | 11.6431 | 2.9977 | -7.8708 | 31.5497 | -2.6366 | 38.6879 | 3.8604
3187 | 0.98159 | -6.8645 | 13.3627 | -6.7817 | 36.9506 | 1.6807 | 37.9964 | 3.7911 | 69.7566 | 11.5902 | 2.9857 | -7.8828 | 31.4788 | -2.7074 | 38.6482 | 3.8206
3188 | 0.92981 | -6.9161 | 13.3294 | -6.8173 | 36.9072 | 1.6136 | 38.0067 | 3.8015 | 69.7102 | 11.5372 | 2.9736 | -7.8948 | 31.4606 | -2.7256 | 38.5923 | 3.7648
3189 | 0.87802 | -6.9676 | 13.2962 | -6.8529 | 36.8639 | 1.5465 | 38.017 | 3.8119 | 69.6637 | 11.4842 | 2.9616 | -7.9069 | 31.542 | -2.6441 | 38.5371 | 3.7095
3190 | 0.81515 | -7.0192 | 13.2629 | -6.8884 | 36.8045 | 1.4795 | 38.0272 | 3.8223 | 69.6089 | 11.4312 | 2.9496 | -7.9189 | 31.5042 | -2.6819 | 38.3999 | 3.5724
3191 | 0.73099 | -7.0707 | 13.2296 | -6.924 | 36.7139 | 1.4124 | 38.0375 | 3.8327 | 69.538 | 11.3783 | 2.9375 | -7.931 | 31.542 | -2.6439 | 38.2476 | 3.4201
3192 | 0.64683 | -7.1223 | 13.1963 | -6.9595 | 36.6233 | 1.3453 | 38.0478 | 3.8431 | 69.4672 | 11.3253 | 2.9255 | -7.943 | 31.581 | -2.6048 | 38.1671 | 3.3395
3193 | 0.56267 | -7.2264 | 13.1818 | -6.9609 | 36.5328 | 1.24 | 37.9838 | 3.7793 | 69.3963 | 11.2434 | 2.8935 | -7.975 | 31.6459 | -2.5399 | 38.1357 | 3.3082
3194 | 0.47851 | -7.3306 | 13.1839 | -6.9622 | 36.4422 | 1.1347 | 37.9198 | 3.7155 | 69.3254 | 11.1614 | 2.8615 | -8.007 | 31.6959 | -2.4898 | 38.1641 | 3.3366
3195 | 0.39435 | -7.4347 | 13.186 | -6.9636 | 36.3517 | 1.0294 | 37.8558 | 3.6516 | 69.2546 | 11.0795 | 2.8295 | -8.039 | 31.7433 | -2.4423 | 37.935 | 3.1075
3196 | 0.31989 | -7.5389 | 13.1881 | -6.965 | 36.2633 | 0.92403 | 37.7919 | 3.5878 | 69.1964 | 10.9976 | 2.7975 | -8.071 | 31.8531 | -2.3325 | 37.952 | 3.1245
3197 | 0.26449 | -7.6431 | 13.1902 | -6.9663 | 36.1792 | 0.81871 | 37.7279 | 3.524 | 69.163 | 10.9157 | 2.7655 | -8.103 | 31.9301 | -2.2553 | 37.907 | 3.0795
3198 | 0.20909 | -7.7472 | 13.1923 | -6.9677 | 36.095 | 0.71338 | 37.6639 | 3.4601 | 69.1296 | 10.8338 | 2.7335 | -8.135 | 32.0337 | -2.1517 | 37.9459 | 3.1184
3199 | 0.15368 | -7.7707 | 13.2202 | -6.9194 | 36.0109 | 0.64303 | 37.6559 | 3.4523 | 69.0963 | 10.8317 | 2.6761 | -8.1923 | 32.0956 | -2.0897 | 37.8311 | 3.0036
3200 | 0.098281 | -7.7942 | 13.2709 | -6.8712 | 35.9268 | 0.57268 | 37.6479 | 3.4444 | 69.0629 | 10.8297 | 2.6187 | -8.2497 | 32.2436 | -1.9416 | 37.7361 | 2.9086
3201 | 0.042878 | -7.8176 | 13.3215 | -6.823 | 35.8427 | 0.50234 | 37.6399 | 3.4365 | 69.0295 | 10.8277 | 2.5614 | -8.3071 | 32.2875 | -1.8976 | 37.8606 | 3.0331
3202 | 0.011617 | -7.8411 | 13.3721 | -6.7748 | 35.7741 | 0.43199 | 37.6319 | 3.4287 | 69.0175 | 10.8256 | 2.504 | -8.3645 | 32.3924 | -1.7926 | 37.7921 | 2.9645
3203 | 0.02886 | -7.8646 | 13.4227 | -6.7265 | 35.7367 | 0.36164 | 37.6239 | 3.4208 | 69.0484 | 10.8236 | 2.4466 | -8.4218 | 32.5892 | -1.5957 | 37.9264 | 3.0989
3204 | 0.046104 | -7.8881 | 13.4733 | -6.6783 | 35.6994 | 0.29129 | 37.6159 | 3.4129 | 69.0792 | 10.8216 | 2.3893 | -8.4792 | 32.5835 | -1.6013 | 37.8486 | 3.0211
3205 | 0.063347 | -7.8441 | 13.539 | -6.5941 | 35.662 | 0.27512 | 37.6102 | 3.4075 | 69.1101 | 10.8737 | 2.3575 | -8.511 | 32.7 | -1.4847 | 37.9097 | 3.0821
3206 | 0.080591 | -7.8001 | 13.618 | -6.51 | 35.6246 | 0.25894 | 37.6046 | 3.402 | 69.1409 | 10.9258 | 2.3257 | -8.5427 | 32.8149 | -1.3698 | 37.8567 | 3.0292
3207 | 0.097834 | -7.7562 | 13.6969 | -6.4258 | 35.5872 | 0.24277 | 37.599 | 3.3965 | 69.1718 | 10.9779 | 2.294 | -8.5745 | 32.8997 | -1.2849 | 37.9334 | 3.1059
3208 | 0.1262 | -7.7122 | 13.7758 | -6.3416 | 35.5668 | 0.2266 | 37.5934 | 3.3911 | 69.1978 | 11.03 | 2.2622 | -8.6063 | 32.9374 | -1.2471 | 37.9545 | 3.127
3209 | 0.17744 | -7.6683 | 13.8547 | -6.2575 | 35.5812 | 0.21042 | 37.5878 | 3.3856 | 69.2139 | 11.0821 | 2.2304 | -8.6381 | 32.9885 | -1.1959 | 37.9757 | 3.1482
3210 | 0.22867 | -7.6243 | 13.9336 | -6.1733 | 35.5956 | 0.19425 | 37.5821 | 3.3801 | 69.23 | 11.1343 | 2.1986 | -8.6698 | 33.0556 | -1.1287 | 37.9417 | 3.1142
3211 | 0.27991 | -7.5676 | 13.9804 | -6.1517 | 35.61 | 0.22823 | 37.6128 | 3.4109 | 69.2462 | 11.128 | 2.2235 | -8.645 | 33.148 | -1.0362 | 37.9559 | 3.1284
3212 | 0.33114 | -7.5109 | 13.9992 | -6.1302 | 35.6244 | 0.26221 | 37.6435 | 3.4418 | 69.2623 | 11.1217 | 2.2484 | -8.6201 | 33.2273 | -0.95685 | 37.9659 | 3.1384
3213 | 0.38238 | -7.4542 | 14.018 | -6.1087 | 35.6387 | 0.29619 | 37.6742 | 3.4726 | 69.2784 | 11.1155 | 2.2732 | -8.5952 | 33.2126 | -0.97147 | 38.0265 | 3.199
3214 | 0.43892 | -7.3975 | 14.0368 | -6.0871 | 35.6645 | 0.33017 | 37.7049 | 3.5035 | 69.2998 | 11.1092 | 2.2981 | -8.5704 | 33.2869 | -0.89714 | 38.0895 | 3.262
3215 | 0.50662 | -7.3408 | 14.0556 | -6.0656 | 35.7142 | 0.36415 | 37.7356 | 3.5343 | 69.3322 | 11.1029 | 2.323 | -8.5455 | 33.2767 | -0.90725 | 38.0772 | 3.2497
3216 | 0.57432 | -7.2841 | 14.0745 | -6.044 | 35.7639 | 0.39814 | 37.7663 | 3.5652 | 69.3646 | 11.0967 | 2.3478 | -8.5207 | 33.2497 | -0.93418 | 38.0334 | 3.206
3217 | 0.64202 | -7.2086 | 14.0775 | -6.0524 | 35.8136 | 0.45798 | 37.8165 | 3.6155 | 69.397 | 11.1538 | 2.4125 | -8.4559 | 33.1615 | -1.0223 | 37.9761 | 3.1486
3218 | 0.70973 | -7.1331 | 14.0669 | -6.0608 | 35.8632 | 0.51782 | 37.8668 | 3.6659 | 69.4294 | 11.211 | 2.4773 | -8.3912 | 33.0896 | -1.094 | 38.1099 | 3.2824
3219 | 0.77743 | -7.0576 | 14.0563 | -6.0692 | 35.9129 | 0.57766 | 37.917 | 3.7162 | 69.4617 | 11.2681 | 2.542 | -8.3265 | 33.1499 | -1.0337 | 38.1377 | 3.3102
3220 | 0.84093 | -6.9821 | 14.0457 | -6.0775 | 35.9656 | 0.63751 | 37.9672 | 3.7666 | 69.491 | 11.3253 | 2.6067 | -8.2617 | 33.0526 | -1.1309 | 38.1911 | 3.3637
3221 | 0.89541 | -6.9066 | 14.035 | -6.0859 | 36.0248 | 0.69735 | 38.0174 | 3.817 | 69.5133 | 11.3825 | 2.6715 | -8.197 | 33.0229 | -1.1605 | 38.1109 | 3.2834
3222 | 0.94989 | -6.8311 | 14.0244 | -6.0943 | 36.084 | 0.75719 | 38.0676 | 3.8673 | 69.5357 | 11.4396 | 2.7362 | -8.1323 | 32.901 | -1.2823 | 38.1023 | 3.2748
3223 | 1.0044 | -6.789 | 14.0021 | -6.1264 | 36.1432 | 0.81625 | 38.0261 | 3.8259 | 69.5581 | 11.4405 | 2.8175 | -8.051 | 32.8733 | -1.3099 | 38.15 | 3.3225
3224 | 1.0589 | -6.7469 | 13.9696 | -6.1585 | 36.2024 | 0.8753 | 37.9845 | 3.7845 | 69.5804 | 11.4414 | 2.8988 | -7.9697 | 32.8244 | -1.3588 | 38.2045 | 3.377
3225 | 1.1133 | -6.7047 | 13.9371 | -6.1906 | 36.2616 | 0.93436 | 37.9429 | 3.7431 | 69.6028 | 11.4423 | 2.9801 | -7.8884 | 32.7727 | -1.4104 | 38.1942 | 3.3667
3226 | 1.1519 | -6.6626 | 13.9047 | -6.2227 | 36.313 | 0.99342 | 37.9014 | 3.7016 | 69.6166 | 11.4432 | 3.0614 | -7.807 | 32.6751 | -1.5079 | 38.2339 | 3.4065
3227 | 1.1556 | -6.6205 | 13.8722 | -6.2548 | 36.3471 | 1.0525 | 37.8598 | 3.6602 | 69.6116 | 11.4441 | 3.1427 | -7.7257 | 32.6416 | -1.5413 | 38.2301 | 3.4026
3228 | 1.1593 | -6.5784 | 13.8397 | -6.287 | 36.3813 | 1.1115 | 37.8182 | 3.6188 | 69.6067 | 11.445 | 3.2241 | -7.6444 | 32.5866 | -1.5962 | 38.2474 | 3.4199
3229 | 1.163 | -6.5979 | 13.809 | -6.3185 | 36.4154 | 1.1303 | 37.7829 | 3.5836 | 69.6017 | 11.4367 | 3.2659 | -7.6025 | 32.4665 | -1.7163 | 38.2594 | 3.432
3230 | 1.1667 | -6.6174 | 13.7799 | -6.35 | 36.4495 | 1.1491 | 37.7477 | 3.5485 | 69.5967 | 11.4284 | 3.3078 | -7.5607 | 32.4728 | -1.7099 | 38.2834 | 3.456
3231 | 1.1703 | -6.637 | 13.7507 | -6.3815 | 36.4837 | 1.1678 | 37.7124 | 3.5134 | 69.5917 | 11.4201 | 3.3497 | -7.5188 | 32.459 | -1.7236 | 38.4309 | 3.6035
3232 | 1.1661 | -6.6565 | 13.7215 | -6.413 | 36.5116 | 1.1866 | 37.6771 | 3.4782 | 69.5779 | 11.4118 | 3.3916 | -7.4769 | 32.3923 | -1.7902 | 38.4198 | 3.5924
3233 | 1.1442 | -6.6761 | 13.6924 | -6.4445 | 36.5255 | 1.2054 | 37.6418 | 3.4431 | 69.5442 | 11.4036 | 3.4334 | -7.435 | 32.3468 | -1.8357 | 38.4796 | 3.6521
3234 | 1.1223 | -6.6956 | 13.6632 | -6.476 | 36.5395 | 1.2242 | 37.6065 | 3.4079 | 69.5104 | 11.3953 | 3.4753 | -7.3932 | 32.3159 | -1.8665 | 38.5405 | 3.713
3235 | 1.1004 | -6.7181 | 13.6532 | -6.4717 | 36.5534 | 1.2354 | 37.5551 | 3.3567 | 69.4767 | 11.3461 | 3.4639 | -7.4046 | 32.2848 | -1.8975 | 38.6261 | 3.7987
3236 | 1.0785 | -6.7407 | 13.6597 | -6.4675 | 36.5674 | 1.2466 | 37.5038 | 3.3055 | 69.443 | 11.2969 | 3.4525 | -7.416 | 32.2103 | -1.9719 | 38.7107 | 3.8832
3237 | 1.0566 | -6.7632 | 13.6662 | -6.4632 | 36.5813 | 1.2577 | 37.4524 | 3.2543 | 69.4093 | 11.2477 | 3.441 | -7.4274 | 32.2611 | -1.921 | 38.8577 | 4.0303
3238 | 1.0366 | -6.7857 | 13.6727 | -6.459 | 36.5998 | 1.2689 | 37.401 | 3.2031 | 69.3823 | 11.1985 | 3.4296 | -7.4389 | 32.2513 | -1.9307 | 38.883 | 4.0556
3239 | 1.0209 | -6.8083 | 13.6792 | -6.4547 | 36.6289 | 1.2801 | 37.3497 | 3.1518 | 69.3707 | 11.1492 | 3.4182 | -7.4503 | 32.18 | -2.0019 | 38.9672 | 4.1398
3240 | 1.0053 | -6.8308 | 13.6857 | -6.4505 | 36.658 | 1.2913 | 37.2983 | 3.1006 | 69.3592 | 11.1 | 3.4068 | -7.4617 | 32.1722 | -2.0097 | 38.9879 | 4.1605
3241 | 0.9896 | -6.8413 | 13.7082 | -6.4117 | 36.687 | 1.3318 | 37.3084 | 3.1109 | 69.3476 | 11.1123 | 3.3213 | -7.5472 | 32.2115 | -1.9703 | 39.019 | 4.1916
3242 | 0.97393 | -6.8519 | 13.7444 | -6.3728 | 36.7161 | 1.3722 | 37.3185 | 3.1211 | 69.3361 | 11.1246 | 3.2359 | -7.6326 | 32.1698 | -2.0119 | 39.1095 | 4.2821
3243 | 0.95827 | -6.8624 | 13.7805 | -6.334 | 36.7452 | 1.4126 | 37.3286 | 3.1313 | 69.3245 | 11.1368 | 3.1504 | -7.7181 | 32.1384 | -2.0432 | 39.1368 | 4.3094
3244 | 0.94563 | -6.8729 | 13.8167 | -6.2952 | 36.7737 | 1.453 | 37.3387 | 3.1416 | 69.3293 | 11.1491 | 3.065 | -7.8035 | 32.1256 | -2.0559 | 39.1895 | 4.3621
3245 | 0.94012 | -6.8835 | 13.8528 | -6.2563 | 36.801 | 1.4935 | 37.3488 | 3.1518 | 69.3727 | 11.1613 | 2.9795 | -7.889 | 32.1186 | -2.0628 | 39.2396 | 4.4122
3246 | 0.93462 | -6.894 | 13.889 | -6.2175 | 36.8283 | 1.5339 | 37.3589 | 3.1621 | 69.4161 | 11.1736 | 2.894 | -7.9744 | 32.1346 | -2.0467 | 39.3005 | 4.4731
3247 | 0.92911 | -6.8955 | 13.9087 | -6.2084 | 36.8556 | 1.5533 | 37.3697 | 3.173 | 69.4595 | 11.2367 | 2.8448 | -8.0236 | 32.0798 | -2.1015 | 39.3304 | 4.503
3248 | 0.9236 | -6.8971 | 13.9146 | -6.1993 | 36.8829 | 1.5727 | 37.3804 | 3.1839 | 69.5029 | 11.2997 | 2.7956 | -8.0729 | 32.0331 | -2.1481 | 39.1615 | 4.3341
3249 | 0.91809 | -6.8986 | 13.9205 | -6.1902 | 36.9102 | 1.5922 | 37.3912 | 3.1948 | 69.5463 | 11.3628 | 2.7464 | -8.1221 | 32.0494 | -2.1317 | 39.3392 | 4.5118
3250 | 0.91214 | -6.9001 | 13.9263 | -6.1811 | 36.9341 | 1.6116 | 37.4019 | 3.2057 | 69.5931 | 11.4258 | 2.6971 | -8.1713 | 32.0205 | -2.1605 | 39.3091 | 4.4817
3251 | 0.90512 | -6.9017 | 13.9322 | -6.172 | 36.9497 | 1.631 | 37.4127 | 3.2165 | 69.6481 | 11.4889 | 2.6479 | -8.2206 | 31.9072 | -2.2738 | 39.2353 | 4.4079
3252 | 0.8981 | -6.9032 | 13.9381 | -6.1629 | 36.9654 | 1.6504 | 37.4234 | 3.2274 | 69.7032 | 11.552 | 2.5987 | -8.2698 | 31.8822 | -2.2987 | 39.2226 | 4.3952
3253 | 0.89108 | -6.9128 | 13.9249 | -6.1908 | 36.9811 | 1.664 | 37.4688 | 3.273 | 69.7582 | 11.6025 | 2.5725 | -8.296 | 31.8905 | -2.2903 | 39.0984 | 4.271
3254 | 0.88406 | -6.9223 | 13.8956 | -6.2186 | 36.9967 | 1.6776 | 37.5142 | 3.3186 | 69.8133 | 11.653 | 2.5463 | -8.3222 | 31.7968 | -2.384 | 39.0559 | 4.2285
3255 | 0.87704 | -6.9319 | 13.8663 | -6.2465 | 37.0124 | 1.6912 | 37.5597 | 3.3641 | 69.8683 | 11.7035 | 2.5201 | -8.3484 | 31.7211 | -2.4595 | 39.0366 | 4.2092
3256 | 0.86379 | -6.9414 | 13.837 | -6.2744 | 37.0217 | 1.7048 | 37.6051 | 3.4097 | 69.9113 | 11.7539 | 2.4939 | -8.3745 | 31.7001 | -2.4804 | 38.9512 | 4.1238
3257 | 0.8351 | -6.951 | 13.8077 | -6.3022 | 37.0152 | 1.7183 | 37.6505 | 3.4553 | 69.9244 | 11.8044 | 2.4677 | -8.4007 | 31.5893 | -2.5911 | 38.8622 | 4.0348
3258 | 0.80641 | -6.9605 | 13.7784 | -6.3301 | 37.0088 | 1.7319 | 37.6959 | 3.5008 | 69.9375 | 11.8549 | 2.4415 | -8.4269 | 31.6037 | -2.5767 | 38.7491 | 3.9218
3259 | 0.77771 | -7.0001 | 13.7421 | -6.3714 | 37.0024 | 1.7134 | 37.7136 | 3.5187 | 69.9506 | 11.8454 | 2.4301 | -8.4383 | 31.5982 | -2.5821 | 38.5786 | 3.7513
3260 | 0.74902 | -7.0397 | 13.7001 | -6.4127 | 36.9959 | 1.6949 | 37.7313 | 3.5365 | 69.9638 | 11.8359 | 2.4187 | -8.4498 | 31.6081 | -2.5721 | 38.57 | 3.7426
3261 | 0.72033 | -7.0794 | 13.658 | -6.454 | 36.9895 | 1.6764 | 37.749 | 3.5543 | 69.9769 | 11.8264 | 2.4073 | -8.4612 | 31.5285 | -2.6516 | 38.5575 | 3.7301
3262 | 0.68209 | -7.119 | 13.6159 | -6.4953 | 36.9698 | 1.6579 | 37.7667 | 3.5722 | 69.9838 | 11.8169 | 2.3958 | -8.4726 | 31.5381 | -2.6419 | 38.3786 | 3.5512
3263 | 0.6196 | -7.1586 | 13.5738 | -6.5366 | 36.9165 | 1.6394 | 37.7844 | 3.59 | 69.9751 | 11.8074 | 2.3844 | -8.484 | 31.5673 | -2.6127 | 38.3338 | 3.5065
3264 | 0.55712 | -7.1982 | 13.5318 | -6.5779 | 36.8632 | 1.6209 | 37.8021 | 3.6078 | 69.9663 | 11.7979 | 2.373 | -8.4954 | 31.5408 | -2.6391 | 38.218 | 3.3906
3265 | 0.49463 | -7.2739 | 13.49 | -6.624 | 36.8098 | 1.5465 | 37.7775 | 3.5834 | 69.9576 | 11.79 | 2.3721 | -8.4964 | 31.5693 | -2.6105 | 38.186 | 3.3587
3266 | 0.43214 | -7.3495 | 13.4486 | -6.67 | 36.7565 | 1.472 | 37.7529 | 3.559 | 69.9489 | 11.7822 | 2.3712 | -8.4973 | 31.5912 | -2.5885 | 38.1317 | 3.3043
3267 | 0.36965 | -7.4252 | 13.4072 | -6.716 | 36.7031 | 1.3976 | 37.7283 | 3.5346 | 69.9402 | 11.7743 | 2.3703 | -8.4982 | 31.6271 | -2.5526 | 38.0852 | 3.2578
3268 | 0.30226 | -7.5008 | 13.3658 | -6.762 | 36.6356 | 1.3232 | 37.7038 | 3.5101 | 69.9244 | 11.7664 | 2.3693 | -8.4991 | 31.6499 | -2.5296 | 37.9972 | 3.1698
3269 | 0.22207 | -7.5765 | 13.3244 | -6.808 | 36.5312 | 1.2487 | 37.6792 | 3.4857 | 69.8905 | 11.7586 | 2.3684 | -8.5 | 31.7175 | -2.462 | 38.037 | 3.2096
3270 | 0.14188 | -7.6521 | 13.283 | -6.854 | 36.4268 | 1.1743 | 37.6546 | 3.4613 | 69.8565 | 11.7507 | 2.3675 | -8.5009 | 31.7687 | -2.4108 | 37.8713 | 3.044
3271 | 0.061696 | -7.7342 | 13.2761 | -6.834 | 36.3224 | 1.0518 | 37.6226 | 3.4294 | 69.8225 | 11.7012 | 2.3545 | -8.514 | 31.8408 | -2.3385 | 37.9311 | 3.1037
3272 | -0.018492 | -7.8163 | 13.298 | -6.814 | 36.2179 | 0.9293 | 37.5906 | 3.3976 | 69.7885 | 11.6516 | 2.3415 | -8.527 | 31.8512 | -2.3281 | 37.905 | 3.0777
3273 | -0.098679 | -7.8984 | 13.3199 | -6.794 | 36.1135 | 0.80682 | 37.5587 | 3.3658 | 69.7546 | 11.6021 | 2.3285 | -8.54 | 31.9523 | -2.2269 | 37.7777 | 2.9504
3274 | -0.16693 | -7.9805 | 13.3419 | -6.7741 | 36.0226 | 0.68434 | 37.5267 | 3.3339 | 69.7192 | 11.5525 | 2.3154 | -8.553 | 32.1008 | -2.0783 | 37.9207 | 3.0933
3275 | -0.20326 | -8.0626 | 13.3638 | -6.7541 | 35.9677 | 0.56185 | 37.4947 | 3.3021 | 69.68 | 11.503 | 2.3024 | -8.566 | 32.2291 | -1.9499 | 37.7997 | 2.9724
3276 | -0.23959 | -8.1447 | 13.3857 | -6.7341 | 35.9127 | 0.43937 | 37.4627 | 3.2702 | 69.6409 | 11.4535 | 2.2894 | -8.579 | 32.3185 | -1.8605 | 37.8477 | 3.0204
3277 | -0.27592 | -8.1523 | 13.4244 | -6.683 | 35.8578 | 0.42584 | 37.4746 | 3.2823 | 69.6017 | 11.421 | 2.2903 | -8.5782 | 32.37 | -1.8089 | 37.8175 | 2.9902
3278 | -0.31225 | -8.16 | 13.4771 | -6.6319 | 35.8029 | 0.4123 | 37.4865 | 3.2943 | 69.5626 | 11.3886 | 2.2911 | -8.5773 | 32.4777 | -1.7011 | 37.8187 | 2.9913
3279 | -0.34859 | -8.1676 | 13.5297 | -6.5808 | 35.748 | 0.39876 | 37.4984 | 3.3063 | 69.5234 | 11.3561 | 2.2919 | -8.5765 | 32.6191 | -1.5595 | 37.9317 | 3.1044
3280 | -0.36928 | -8.1752 | 13.5824 | -6.5296 | 35.7061 | 0.38522 | 37.5102 | 3.3184 | 69.4916 | 11.3237 | 2.2928 | -8.5757 | 32.6237 | -1.5549 | 37.8881 | 3.0608
3281 | -0.34712 | -8.1828 | 13.635 | -6.4785 | 35.6998 | 0.37169 | 37.5221 | 3.3304 | 69.48 | 11.2913 | 2.2936 | -8.5748 | 32.6582 | -1.5204 | 37.8978 | 3.0705
3282 | -0.32495 | -8.1904 | 13.6877 | -6.4274 | 35.6935 | 0.35815 | 37.534 | 3.3424 | 69.4684 | 11.2588 | 2.2945 | -8.574 | 32.88 | -1.2985 | 38.0055 | 3.1782
3283 | -0.30279 | -8.1493 | 13.752 | -6.3504 | 35.6872 | 0.35653 | 37.5408 | 3.3494 | 69.4568 | 11.2603 | 2.3068 | -8.5617 | 32.8701 | -1.3082 | 37.9628 | 3.1355
3284 | -0.28062 | -8.1082 | 13.826 | -6.2735 | 35.6809 | 0.35491 | 37.5476 | 3.3563 | 69.4453 | 11.2617 | 2.3191 | -8.5493 | 32.8727 | -1.3056 | 38.1183 | 3.291
3285 | -0.25845 | -8.0672 | 13.8999 | -6.1965 | 35.6747 | 0.35329 | 37.5543 | 3.3632 | 69.4337 | 11.2631 | 2.3314 | -8.537 | 33.0156 | -1.1626 | 37.9368 | 3.1095
3286 | -0.22479 | -8.0261 | 13.9739 | -6.1195 | 35.6776 | 0.35167 | 37.5611 | 3.3701 | 69.4263 | 11.2646 | 2.3437 | -8.5247 | 33.0378 | -1.1403 | 38.0813 | 3.254
3287 | -0.15878 | -7.985 | 14.0478 | -6.0425 | 35.7064 | 0.35004 | 37.5679 | 3.377 | 69.4311 | 11.266 | 2.356 | -8.5124 | 33.0661 | -1.112 | 38.048 | 3.2207
3288 | -0.092763 | -7.9439 | 14.1218 | -5.9656 | 35.7352 | 0.34842 | 37.5747 | 3.384 | 69.4358 | 11.2675 | 2.3683 | -8.5001 | 33.0891 | -1.0889 | 38.0674 | 3.2401
3289 | -0.026749 | -7.862 | 14.1757 | -5.9232 | 35.764 | 0.39589 | 37.6068 | 3.4163 | 69.4405 | 11.2745 | 2.4139 | -8.4546 | 33.0937 | -1.0842 | 38.1397 | 3.3124
3290 | 0.039264 | -7.78 | 14.2131 | -5.8809 | 35.7929 | 0.44335 | 37.639 | 3.4486 | 69.4452 | 11.2816 | 2.4594 | -8.409 | 33.087 | -1.0909 | 38.1378 | 3.3105
3291 | 0.10528 | -7.6981 | 14.2505 | -5.8385 | 35.8217 | 0.49082 | 37.6712 | 3.481 | 69.4499 | 11.2887 | 2.505 | -8.3635 | 33.0325 | -1.1453 | 38.0923 | 3.265
3292 | 0.1773 | -7.6162 | 14.288 | -5.7962 | 35.8587 | 0.53829 | 37.7034 | 3.5133 | 69.4576 | 11.2958 | 2.5505 | -8.318 | 33.0642 | -1.1135 | 38.1477 | 3.3204
3293 | 0.26669 | -7.5342 | 14.3254 | -5.7539 | 35.9193 | 0.58575 | 37.7356 | 3.5456 | 69.4738 | 11.3029 | 2.596 | -8.2724 | 33.0387 | -1.1388 | 38.0073 | 3.18
3294 | 0.35608 | -7.4523 | 14.3628 | -5.7115 | 35.9799 | 0.63322 | 37.7678 | 3.578 | 69.49 | 11.31 | 2.6415 | -8.2269 | 33.0234 | -1.1541 | 38.049 | 3.2217
3295 | 0.44546 | -7.3576 | 14.3687 | -5.7292 | 36.0405 | 0.70201 | 37.7949 | 3.6052 | 69.5062 | 11.3321 | 2.7185 | -8.1499 | 33.0213 | -1.1561 | 38.0288 | 3.2015
3296 | 0.53485 | -7.2628 | 14.3488 | -5.7468 | 36.1011 | 0.77081 | 37.822 | 3.6325 | 69.5224 | 11.3542 | 2.7955 | -8.0729 | 32.9929 | -1.1845 | 38.0425 | 3.2152
3297 | 0.62423 | -7.1681 | 14.3288 | -5.7645 | 36.1618 | 0.8396 | 37.8491 | 3.6598 | 69.5386 | 11.3762 | 2.8725 | -7.9959 | 32.8865 | -1.2908 | 38.0656 | 3.2383
3298 | 0.70598 | -7.0734 | 14.3089 | -5.7821 | 36.219 | 0.9084 | 37.8763 | 3.687 | 69.5534 | 11.3983 | 2.9495 | -7.9189 | 32.8827 | -1.2945 | 38.0401 | 3.2128
3299 | 0.76509 | -6.9786 | 14.2889 | -5.7997 | 36.2664 | 0.97719 | 37.9034 | 3.7143 | 69.564 | 11.4204 | 3.0265 | -7.8419 | 32.8492 | -1.3279 | 38.0005 | 3.1732
3300 | 0.8242 | -6.8839 | 14.269 | -5.8174 | 36.3137 | 1.046 | 37.9305 | 3.7416 | 69.5745 | 11.4425 | 3.1035 | -7.7649 | 32.7386 | -1.4384 | 37.9729 | 3.1456
3301 | 0.8833 | -6.8453 | 14.236 | -5.8602 | 36.361 | 1.0807 | 37.9006 | 3.7119 | 69.5851 | 11.4465 | 3.1434 | -7.725 | 32.7758 | -1.4011 | 38.0997 | 3.2724
3302 | 0.94241 | -6.8068 | 14.1924 | -5.903 | 36.4084 | 1.1154 | 37.8708 | 3.6821 | 69.5956 | 11.4505 | 3.1833 | -7.6851 | 32.6606 | -1.5162 | 38.085 | 3.2578
3303 | 1.0015 | -6.7682 | 14.1487 | -5.9459 | 36.4557 | 1.1501 | 37.8409 | 3.6524 | 69.6062 | 11.4546 | 3.2232 | -7.6452 | 32.6718 | -1.5049 | 38.1026 | 3.2754
3304 | 1.0476 | -6.7296 | 14.1051 | -5.9887 | 36.4944 | 1.1848 | 37.8111 | 3.6227 | 69.6136 | 11.4586 | 3.2631 | -7.6053 | 32.611 | -1.5657 | 38.004 | 3.1767
3305 | 1.0541 | -6.691 | 14.0615 | -6.0315 | 36.507 | 1.2195 | 37.7812 | 3.593 | 69.6113 | 11.4626 | 3.303 | -7.5654 | 32.6058 | -1.5708 | 38.1174 | 3.2901
3306 | 1.0606 | -6.6524 | 14.0178 | -6.0743 | 36.5195 | 1.2542 | 37.7514 | 3.5633 | 69.609 | 11.4666 | 3.3429 | -7.5255 | 32.5144 | -1.6622 | 38.0227 | 3.1955
3307 | 1.0671 | -6.6643 | 13.973 | -6.1225 | 36.5321 | 1.2538 | 37.6769 | 3.489 | 69.6068 | 11.461 | 3.325 | -7.5435 | 32.4777 | -1.6988 | 38.1041 | 3.2768
3308 | 1.0736 | -6.6761 | 13.9272 | -6.1706 | 36.5446 | 1.2533 | 37.6024 | 3.4146 | 69.6045 | 11.4553 | 3.3071 | -7.5614 | 32.3764 | -1.8 | 38.1695 | 3.3422
3309 | 1.08 | -6.688 | 13.8814 | -6.2187 | 36.5571 | 1.2528 | 37.5279 | 3.3403 | 69.6023 | 11.4497 | 3.2891 | -7.5793 | 32.5135 | -1.6628 | 38.1917 | 3.3645
3310 | 1.0802 | -6.6998 | 13.8356 | -6.2668 | 36.5646 | 1.2524 | 37.4534 | 3.2659 | 69.5967 | 11.4441 | 3.2712 | -7.5972 | 32.4136 | -1.7626 | 38.1325 | 3.3053
3311 | 1.0608 | -6.7117 | 13.7898 | -6.3149 | 36.5563 | 1.2519 | 37.3789 | 3.1916 | 69.5809 | 11.4384 | 3.2533 | -7.6152 | 32.4217 | -1.7545 | 38.291 | 3.4637
3312 | 1.0413 | -6.7235 | 13.744 | -6.363 | 36.548 | 1.2514 | 37.3044 | 3.1173 | 69.5652 | 11.4328 | 3.2353 | -7.6331 | 32.4122 | -1.7639 | 38.1901 | 3.3629
3313 | 1.0218 | -6.7467 | 13.7183 | -6.3747 | 36.5396 | 1.2387 | 37.2548 | 3.0678 | 69.5494 | 11.4114 | 3.1683 | -7.7001 | 32.4156 | -1.7603 | 38.2406 | 3.4133
3314 | 1.0023 | -6.7699 | 13.7089 | -6.3863 | 36.5313 | 1.2259 | 37.2052 | 3.0183 | 69.5336 | 11.39 | 3.1013 | -7.7671 | 32.3791 | -1.7968 | 38.3219 | 3.4947
3315 | 0.98285 | -6.793 | 13.6995 | -6.398 | 36.523 | 1.2132 | 37.1556 | 2.9689 | 69.5179 | 11.3685 | 3.0343 | -7.8341 | 32.3818 | -1.794 | 38.4054 | 3.5781
3316 | 0.96301 | -6.8162 | 13.6901 | -6.4096 | 36.5156 | 1.2004 | 37.106 | 2.9194 | 69.5096 | 11.3471 | 2.9674 | -7.9011 | 32.3398 | -1.8359 | 38.5405 | 3.7132
3317 | 0.94199 | -6.8394 | 13.6807 | -6.4213 | 36.5112 | 1.1877 | 37.0564 | 2.8699 | 69.5254 | 11.3257 | 2.9003 | -7.9681 | 32.3288 | -1.8469 | 38.4527 | 3.6255
3318 | 0.92097 | -6.8625 | 13.6713 | -6.433 | 36.5068 | 1.1749 | 37.0068 | 2.8205 | 69.5412 | 11.3042 | 2.8333 | -8.0351 | 32.3135 | -1.8621 | 38.4629 | 3.6357
3319 | 0.89995 | -6.8814 | 13.68 | -6.4086 | 36.5024 | 1.1757 | 36.9902 | 2.804 | 69.557 | 11.3426 | 2.7444 | -8.1241 | 32.2383 | -1.9372 | 38.608 | 3.7807
3320 | 0.87893 | -6.9003 | 13.7033 | -6.3842 | 36.498 | 1.1765 | 36.9736 | 2.7876 | 69.5729 | 11.3809 | 2.6554 | -8.213 | 32.3008 | -1.8746 | 38.526 | 3.6988
3321 | 0.85792 | -6.9192 | 13.7266 | -6.3598 | 36.4936 | 1.1773 | 36.957 | 2.7711 | 69.5887 | 11.4192 | 2.5665 | -8.302 | 32.2654 | -1.91 | 38.4935 | 3.6663
3322 | 0.83938 | -6.9381 | 13.7498 | -6.3354 | 36.4954 | 1.1781 | 36.9404 | 2.7547 | 69.6122 | 11.4575 | 2.4775 | -8.391 | 32.2459 | -1.9293 | 38.5453 | 3.7181
3323 | 0.82906 | -6.957 | 13.7731 | -6.311 | 36.518 | 1.1789 | 36.9238 | 2.7382 | 69.661 | 11.4959 | 2.3885 | -8.4799 | 32.2775 | -1.8977 | 38.5464 | 3.7192
3324 | 0.81873 | -6.9759 | 13.7964 | -6.2866 | 36.5405 | 1.1797 | 36.9072 | 2.7218 | 69.7098 | 11.5342 | 2.2995 | -8.5689 | 32.1387 | -2.0364 | 38.5764 | 3.7491
3325 | 0.80841 | -6.9803 | 13.8141 | -6.2717 | 36.563 | 1.2154 | 36.953 | 2.7677 | 69.7587 | 11.5896 | 2.2338 | -8.6346 | 32.1805 | -1.9945 | 38.4326 | 3.6054
3326 | 0.79809 | -6.9847 | 13.8274 | -6.2567 | 36.5856 | 1.251 | 36.9988 | 2.8137 | 69.8075 | 11.6451 | 2.1681 | -8.7004 | 32.1353 | -2.0396 | 38.5138 | 3.6866
3327 | 0.78776 | -6.9891 | 13.8406 | -6.2418 | 36.6081 | 1.2867 | 37.0446 | 2.8597 | 69.8563 | 11.7005 | 2.1023 | -8.7661 | 32.1242 | -2.0507 | 38.4544 | 3.6271
3328 | 0.77842 | -6.9935 | 13.8538 | -6.2269 | 36.6314 | 1.3223 | 37.0905 | 2.9057 | 69.9053 | 11.7559 | 2.0366 | -8.8319 | 32.0428 | -2.132 | 38.3247 | 3.4975
3329 | 0.77244 | -6.9979 | 13.8671 | -6.2119 | 36.6571 | 1.358 | 37.1363 | 2.9516 | 69.9549 | 11.8114 | 1.9708 | -8.8976 | 32.0256 | -2.1491 | 38.3091 | 3.4819
3330 | 0.76646 | -7.0023 | 13.8803 | -6.197 | 36.6828 | 1.3936 | 37.1821 | 2.9976 | 70.0045 | 11.8668 | 1.9051 | -8.9633 | 31.962 | -2.2126 | 38.2208 | 3.3936
3331 | 0.76047 | -7.0084 | 13.8834 | -6.1992 | 36.7085 | 1.4137 | 37.22 | 3.0356 | 70.0541 | 11.9133 | 1.8951 | -8.9733 | 31.9161 | -2.2585 | 38.1811 | 3.3539
3332 | 0.75449 | -7.0144 | 13.8784 | -6.2014 | 36.7342 | 1.4338 | 37.2578 | 3.0736 | 70.1038 | 11.9599 | 1.8852 | -8.9832 | 31.949 | -2.2254 | 38.2246 | 3.3973
3333 | 0.74851 | -7.0205 | 13.8733 | -6.2036 | 36.7599 | 1.4539 | 37.2957 | 3.1116 | 70.1534 | 12.0065 | 1.8753 | -8.9932 | 31.832 | -2.3424 | 38.1138 | 3.2866
3334 | 0.73866 | -7.0265 | 13.8683 | -6.2058 | 36.7785 | 1.474 | 37.3335 | 3.1496 | 70.1948 | 12.053 | 1.8653 | -9.0031 | 31.8121 | -2.3622 | 38.1064 | 3.2792
3335 | 0.7153 | -7.0326 | 13.8632 | -6.2081 | 36.7727 | 1.494 | 37.3714 | 3.1876 | 70.2077 | 12.0996 | 1.8554 | -9.0131 | 31.7491 | -2.4251 | 38.0194 | 3.1922
3336 | 0.69194 | -7.0387 | 13.8582 | -6.2103 | 36.7668 | 1.5141 | 37.4092 | 3.2256 | 70.2205 | 12.1461 | 1.8454 | -9.023 | 31.7494 | -2.4247 | 37.9877 | 3.1605
3337 | 0.66857 | -7.0713 | 13.8369 | -6.2452 | 36.7609 | 1.4932 | 37.4356 | 3.2521 | 70.2334 | 12.1396 | 1.8809 | -8.9876 | 31.7048 | -2.4693 | 37.862 | 3.0348
3338 | 0.64521 | -7.104 | 13.8026 | -6.2802 | 36.755 | 1.4723 | 37.462 | 3.2787 | 70.2462 | 12.133 | 1.9163 | -8.9521 | 31.7442 | -2.4298 | 37.7911 | 2.964
3339 | 0.62185 | -7.1367 | 13.7684 | -6.3151 | 36.7491 | 1.4514 | 37.4883 | 3.3052 | 70.2591 | 12.1265 | 1.9518 | -8.9166 | 31.7878 | -2.3862 | 37.7505 | 2.9233
3340 | 0.59389 | -7.1693 | 13.7341 | -6.3501 | 36.7383 | 1.4306 | 37.5147 | 3.3317 | 70.2745 | 12.1199 | 1.9873 | -8.8811 | 31.7669 | -2.407 | 37.7268 | 2.8996
3341 | 0.54938 | -7.202 | 13.6998 | -6.3851 | 36.7101 | 1.4097 | 37.5411 | 3.3582 | 70.2989 | 12.1134 | 2.0228 | -8.8457 | 31.8173 | -2.3564 | 37.6843 | 2.8571
3342 | 0.50486 | -7.2347 | 13.6656 | -6.42 | 36.6819 | 1.3888 | 37.5675 | 3.3848 | 70.3234 | 12.1068 | 2.0582 | -8.8102 | 31.8354 | -2.3383 | 37.6571 | 2.83
3343 | 0.46034 | -7.2853 | 13.6397 | -6.4399 | 36.6536 | 1.3565 | 37.5724 | 3.3899 | 70.3479 | 12.1498 | 2.0897 | -8.7787 | 31.8885 | -2.2851 | 37.6051 | 2.7779
3344 | 0.41582 | -7.3359 | 13.6206 | -6.4598 | 36.6254 | 1.3242 | 37.5774 | 3.3949 | 70.3723 | 12.1928 | 2.1213 | -8.7472 | 31.9807 | -2.1928 | 37.551 | 2.7238
3345 | 0.3713 | -7.3865 | 13.6015 | -6.4796 | 36.5971 | 1.2919 | 37.5823 | 3.4 | 70.3968 | 12.2359 | 2.1528 | -8.7157 | 31.9851 | -2.1884 | 37.5944 | 2.7673
3346 | 0.3265 | -7.4371 | 13.5824 | -6.4995 | 36.563 | 1.2596 | 37.5873 | 3.4051 | 70.4095 | 12.2789 | 2.1843 | -8.6841 | 32.0405 | -2.1328 | 37.5874 | 2.7603
3347 | 0.28065 | -7.4877 | 13.5633 | -6.5194 | 36.5069 | 1.2273 | 37.5922 | 3.4102 | 70.3784 | 12.3219 | 2.2158 | -8.6526 | 32.0795 | -2.0938 | 37.5803 | 2.7532
3348 | 0.2348 | -7.5383 | 13.5442 | -6.5393 | 36.4509 | 1.195 | 37.5971 | 3.4153 | 70.3474 | 12.3649 | 2.2473 | -8.6211 | 32.1587 | -2.0145 | 37.6251 | 2.7979
3349 | 0.18895 | -7.5805 | 13.5347 | -6.5432 | 36.3948 | 1.1254 | 37.5843 | 3.4026 | 70.3163 | 12.291 | 2.2574 | -8.611 | 32.2317 | -1.9414 | 37.622 | 2.7948
3350 | 0.1431 | -7.6227 | 13.5329 | -6.5472 | 36.3388 | 1.0557 | 37.5715 | 3.3899 | 70.2852 | 12.2171 | 2.2676 | -8.6009 | 32.2532 | -1.9199 | 37.5959 | 2.7688
3351 | 0.097249 | -7.665 | 13.5311 | -6.5511 | 36.2828 | 0.98605 | 37.5586 | 3.3772 | 70.2542 | 12.1432 | 2.2777 | -8.5908 | 32.3081 | -1.8649 | 37.6381 | 2.8109
3352 | 0.056245 | -7.7072 | 13.5294 | -6.5551 | 36.2307 | 0.9164 | 37.5458 | 3.3645 | 70.2208 | 12.0694 | 2.2878 | -8.5806 | 32.4417 | -1.7312 | 37.6159 | 2.7887
3353 | 0.033785 | -7.7494 | 13.5276 | -6.5591 | 36.194 | 0.84675 | 37.5329 | 3.3518 | 70.1787 | 11.9955 | 2.2979 | -8.5705 | 32.5444 | -1.6284 | 37.8116 | 2.9845
3354 | 0.011325 | -7.7917 | 13.5258 | -6.563 | 36.1573 | 0.7771 | 37.5201 | 3.3392 | 70.1366 | 11.9216 | 2.308 | -8.5604 | 32.5555 | -1.6172 | 37.7602 | 2.9331
3355 | -0.011136 | -7.8018 | 13.5426 | -6.5317 | 36.1207 | 0.75982 | 37.517 | 3.3362 | 70.0945 | 11.8983 | 2.3123 | -8.5562 | 32.7242 | -1.4485 | 37.7435 | 2.9164
3356 | -0.033596 | -7.8119 | 13.5741 | -6.5004 | 36.084 | 0.74255 | 37.5138 | 3.3332 | 70.0524 | 11.8751 | 2.3165 | -8.552 | 32.7967 | -1.3759 | 37.7363 | 2.9092
3357 | -0.056056 | -7.822 | 13.6056 | -6.4691 | 36.0473 | 0.72527 | 37.5107 | 3.3302 | 70.0103 | 11.8519 | 2.3207 | -8.5478 | 32.8498 | -1.3227 | 37.7717 | 2.9446
3358 | -0.069025 | -7.8321 | 13.637 | -6.4378 | 36.0183 | 0.708 | 37.5076 | 3.3272 | 69.9721 | 11.8286 | 2.3249 | -8.5435 | 32.9034 | -1.269 | 37.8771 | 3.05
3359 | -0.044545 | -7.8422 | 13.6685 | -6.4065 | 36.0199 | 0.69072 | 37.5044 | 3.3242 | 69.9492 | 11.8054 | 2.3291 | -8.5393 | 32.9546 | -1.2178 | 37.9075 | 3.0803
3360 | -0.020064 | -7.8524 | 13.7 | -6.3752 | 36.0215 | 0.67345 | 37.5013 | 3.3213 | 69.9262 | 11.7821 | 2.3333 | -8.5351 | 33.0875 | -1.0847 | 38.0141 | 3.1869
3361 | 0.0044162 | -7.807 | 13.7343 | -6.3357 | 36.0231 | 0.68622 | 37.5106 | 3.3307 | 69.9033 | 11.7598 | 2.3485 | -8.5199 | 33.0077 | -1.1645 | 38.0158 | 3.1887
3362 | 0.028897 | -7.7616 | 13.7708 | -6.2963 | 36.0247 | 0.699 | 37.5198 | 3.3401 | 69.8804 | 11.7375 | 2.3637 | -8.5047 | 33.1462 | -1.026 | 37.9948 | 3.1677
3363 | 0.053377 | -7.7163 | 13.8073 | -6.2568 | 36.0263 | 0.71177 | 37.5291 | 3.3495 | 69.8575 | 11.7151 | 2.3789 | -8.4895 | 33.1295 | -1.0426 | 38.0732 | 3.246
3364 | 0.083465 | -7.6709 | 13.8438 | -6.2174 | 36.0326 | 0.72455 | 37.5383 | 3.3589 | 69.8374 | 11.6928 | 2.3941 | -8.4743 | 33.1977 | -0.97423 | 38.0249 | 3.1978
3365 | 0.13638 | -7.6255 | 13.8802 | -6.1779 | 36.0581 | 0.73732 | 37.5476 | 3.3683 | 69.829 | 11.6705 | 2.4093 | -8.4591 | 33.2049 | -0.96702 | 38.095 | 3.2679
3366 | 0.1893 | -7.5802 | 13.9167 | -6.1385 | 36.0836 | 0.7501 | 37.5569 | 3.3777 | 69.8205 | 11.6481 | 2.4245 | -8.4439 | 33.1092 | -1.0626 | 38.1034 | 3.2763
3367 | 0.24221 | -7.522 | 13.9343 | -6.1338 | 36.1092 | 0.7832 | 37.5632 | 3.3842 | 69.812 | 11.648 | 2.4648 | -8.4037 | 33.1645 | -1.0073 | 38.0646 | 3.2375
3368 | 0.29513 | -7.4639 | 13.937 | -6.1292 | 36.1347 | 0.81631 | 37.5695 | 3.3906 | 69.8035 | 11.6479 | 2.505 | -8.3634 | 33.1903 | -0.98137 | 38.0753 | 3.2482
3369 | 0.34805 | -7.4058 | 13.9397 | -6.1245 | 36.1602 | 0.84941 | 37.5758 | 3.3971 | 69.795 | 11.6478 | 2.5453 | -8.3232 | 33.1618 | -1.0098 | 38.0888 | 3.2617
3370 | 0.40205 | -7.3477 | 13.9424 | -6.1199 | 36.187 | 0.88252 | 37.5821 | 3.4035 | 69.7907 | 11.6477 | 2.5855 | -8.2829 | 33.193 | -0.97852 | 38.1177 | 3.2906
3371 | 0.46063 | -7.2895 | 13.9452 | -6.1152 | 36.2196 | 0.91562 | 37.5884 | 3.41 | 69.8041 | 11.6476 | 2.6257 | -8.2427 | 33.1987 | -0.97276 | 38.2056 | 3.3785
3372 | 0.51921 | -7.2314 | 13.9479 | -6.1106 | 36.2522 | 0.94873 | 37.5946 | 3.4164 | 69.8175 | 11.6474 | 2.666 | -8.2025 | 33.1307 | -1.0407 | 38.0806 | 3.2534
3373 | 0.57778 | -7.1717 | 13.9379 | -6.1266 | 36.2848 | 0.98127 | 37.6008 | 3.4228 | 69.8308 | 11.669 | 2.7042 | -8.1643 | 33.1345 | -1.0367 | 38.1822 | 3.3551
3374 | 0.63636 | -7.112 | 13.918 | -6.1427 | 36.3174 | 1.0138 | 37.607 | 3.4291 | 69.8442 | 11.6905 | 2.7424 | -8.1261 | 33.0822 | -1.089 | 38.1202 | 3.2931
3375 | 0.69494 | -7.0523 | 13.8982 | -6.1588 | 36.35 | 1.0464 | 37.6132 | 3.4355 | 69.8576 | 11.712 | 2.7805 | -8.0879 | 33.0103 | -1.1609 | 38.1372 | 3.3101
3376 | 0.74721 | -6.9926 | 13.8783 | -6.1748 | 36.3804 | 1.0789 | 37.6194 | 3.4418 | 69.8697 | 11.7335 | 2.8188 | -8.0497 | 33.0501 | -1.1209 | 38.1401 | 3.313
3377 | 0.77212 | -6.933 | 13.8584 | -6.1909 | 36.4013 | 1.1115 | 37.6256 | 3.4482 | 69.8762 | 11.7551 | 2.8569 | -8.0115 | 32.9863 | -1.1847 | 38.0676 | 3.2405
3378 | 0.79702 | -6.8733 | 13.8386 | -6.2069 | 36.4223 | 1.144 | 37.6318 | 3.4545 | 69.8826 | 11.7766 | 2.8951 | -7.9733 | 32.9507 | -1.2202 | 38.0412 | 3.2141
3379 | 0.82193 | -6.8674 | 13.7954 | -6.2694 | 36.4432 | 1.1585 | 37.591 | 3.4138 | 69.8891 | 11.7748 | 2.9198 | -7.9486 | 32.9769 | -1.1939 | 38.1448 | 3.3177
3380 | 0.84683 | -6.8616 | 13.7342 | -6.3319 | 36.4641 | 1.173 | 37.5502 | 3.3732 | 69.8956 | 11.7731 | 2.9445 | -7.9239 | 32.8809 | -1.2898 | 38.1181 | 3.291
3381 | 0.87174 | -6.8558 | 13.673 | -6.3944 | 36.485 | 1.1876 | 37.5094 | 3.3325 | 69.9021 | 11.7713 | 2.9692 | -7.8992 | 32.8814 | -1.2893 | 38.1227 | 3.2956
3382 | 0.88684 | -6.8499 | 13.6118 | -6.457 | 36.5002 | 1.2021 | 37.4686 | 3.2918 | 69.9051 | 11.7695 | 2.9939 | -7.8745 | 32.8596 | -1.311 | 38.2362 | 3.4091
3383 | 0.85793 | -6.8441 | 13.5506 | -6.5195 | 36.4896 | 1.2166 | 37.4277 | 3.2512 | 69.8926 | 11.7678 | 3.0186 | -7.8498 | 32.8408 | -1.3297 | 38.1073 | 3.2802
3384 | 0.82902 | -6.8383 | 13.4894 | -6.582 | 36.479 | 1.2311 | 37.3869 | 3.2105 | 69.8802 | 11.766 | 3.0433 | -7.8251 | 32.7748 | -1.3956 | 38.1708 | 3.3437
3385 | 0.80011 | -6.8862 | 13.4416 | -6.621 | 36.4683 | 1.2064 | 37.3223 | 3.146 | 69.8677 | 11.7478 | 3.0227 | -7.8457 | 32.8093 | -1.361 | 38.1933 | 3.3662
3386 | 0.7712 | -6.9341 | 13.4043 | -6.66 | 36.4577 | 1.1817 | 37.2577 | 3.0816 | 69.8552 | 11.7297 | 3.0022 | -7.8663 | 32.7114 | -1.4588 | 38.1217 | 3.2946
3387 | 0.74229 | -6.982 | 13.367 | -6.699 | 36.4471 | 1.1569 | 37.1931 | 3.0171 | 69.8428 | 11.7115 | 2.9816 | -7.8869 | 32.7215 | -1.4487 | 38.2024 | 3.3753
3388 | 0.70862 | -7.0299 | 13.3297 | -6.7381 | 36.4313 | 1.1322 | 37.1285 | 2.9527 | 69.8301 | 11.6933 | 2.961 | -7.9074 | 32.7836 | -1.3865 | 38.2511 | 3.4241
3389 | 0.65287 | -7.0777 | 13.2924 | -6.7771 | 36.3914 | 1.1075 | 37.0639 | 2.8882 | 69.8164 | 11.6751 | 2.9404 | -7.928 | 32.7323 | -1.4378 | 38.1722 | 3.3452
3390 | 0.59713 | -7.1256 | 13.2551 | -6.8161 | 36.3515 | 1.0827 | 36.9993 | 2.8238 | 69.8027 | 11.6569 | 2.9198 | -7.9486 | 32.6934 | -1.4766 | 38.2469 | 3.4198
3391 | 0.54138 | -7.185 | 13.2339 | -6.8256 | 36.3116 | 1.0345 | 36.9428 | 2.7674 | 69.789 | 11.6462 | 2.8552 | -8.0133 | 32.7001 | -1.4698 | 38.2369 | 3.4099
3392 | 0.48564 | -7.2444 | 13.2253 | -6.8351 | 36.2717 | 0.98624 | 36.8862 | 2.711 | 69.7754 | 11.6355 | 2.7905 | -8.0779 | 32.7096 | -1.4602 | 38.176 | 3.3489
3393 | 0.42989 | -7.3037 | 13.2166 | -6.8446 | 36.2318 | 0.93799 | 36.8297 | 2.6546 | 69.7617 | 11.6247 | 2.7258 | -8.1426 | 32.7057 | -1.4641 | 38.2105 | 3.3834
3394 | 0.37557 | -7.3631 | 13.2079 | -6.8541 | 36.1916 | 0.88974 | 36.7732 | 2.5982 | 69.7456 | 11.614 | 2.6612 | -8.2073 | 32.7159 | -1.4537 | 38.1855 | 3.3585
3395 | 0.32813 | -7.4224 | 13.1993 | -6.8636 | 36.1496 | 0.84148 | 36.7166 | 2.5419 | 69.7179 | 11.6032 | 2.5965 | -8.2719 | 32.6586 | -1.511 | 38.2224 | 3.3954
3396 | 0.28069 | -7.4818 | 13.1906 | -6.8731 | 36.1076 | 0.79323 | 36.6601 | 2.4855 | 69.6903 | 11.5925 | 2.5319 | -8.3366 | 32.6768 | -1.4927 | 38.344 | 3.5169
3397 | 0.23325 | -7.5216 | 13.1921 | -6.8653 | 36.0656 | 0.75501 | 36.654 | 2.4795 | 69.6627 | 11.5557 | 2.4818 | -8.3867 | 32.5842 | -1.5852 | 38.1099 | 3.2829
3398 | 0.1858 | -7.5615 | 13.2015 | -6.8575 | 36.0236 | 0.71678 | 36.6479 | 2.4736 | 69.635 | 11.5188 | 2.4316 | -8.4368 | 32.5011 | -1.6683 | 38.1364 | 3.3094
3399 | 0.13836 | -7.6013 | 13.2109 | -6.8497 | 35.9815 | 0.67856 | 36.6419 | 2.4677 | 69.6074 | 11.482 | 2.3815 | -8.4869 | 32.593 | -1.5762 | 38.0854 | 3.2584
3400 | 0.093521 | -7.6412 | 13.2203 | -6.8419 | 35.9478 | 0.64034 | 36.6358 | 2.4618 | 69.5838 | 11.4452 | 2.3314 | -8.537 | 32.4912 | -1.678 | 38.0504 | 3.2233
3401 | 0.061636 | -7.681 | 13.2296 | -6.8341 | 35.9552 | 0.60212 | 36.6297 | 2.4558 | 69.5803 | 11.4083 | 2.2813 | -8.5871 | 32.5622 | -1.6069 | 38.0366 | 3.2095
3402 | 0.029751 | -7.7208 | 13.239 | -6.8262 | 35.9625 | 0.56389 | 36.6236 | 2.4499 | 69.5769 | 11.3715 | 2.2312 | -8.6372 | 32.4744 | -1.6946 | 37.9816 | 3.1545
3403 | -0.0021346 | -7.7474 | 13.2628 | -6.791 | 35.9699 | 0.59726 | 36.6234 | 2.4498 | 69.5735 | 11.3873 | 2.1643 | -8.7042 | 32.513 | -1.656 | 38.0135 | 3.1865
3404 | -0.03402 | -7.7739 | 13.2977 | -6.7557 | 35.9773 | 0.63064 | 36.6231 | 2.4497 | 69.5701 | 11.4031 | 2.0973 | -8.7711 | 32.4595 | -1.7093 | 37.8283 | 3.0012
3405 | -0.065905 | -7.8005 | 13.3326 | -6.7204 | 35.9847 | 0.66401 | 36.6229 | 2.4496 | 69.5666 | 11.419 | 2.0303 | -8.8381 | 32.4441 | -1.7247 | 37.9142 | 3.0871
3406 | -0.094398 | -7.827 | 13.3674 | -6.6852 | 35.9949 | 0.69738 | 36.6226 | 2.4495 | 69.5652 | 11.4348 | 1.9634 | -8.9051 | 32.4041 | -1.7647 | 37.8809 | 3.0539
3407 | -0.10536 | -7.8535 | 13.4023 | -6.6499 | 36.0198 | 0.73075 | 36.6224 | 2.4494 | 69.5739 | 11.4506 | 1.8964 | -8.972 | 32.4546 | -1.7141 | 37.7746 | 2.9476
3408 | -0.11633 | -7.8801 | 13.4372 | -6.6146 | 36.0447 | 0.76413 | 36.6222 | 2.4493 | 69.5825 | 11.4665 | 1.8294 | -9.039 | 32.3697 | -1.7989 | 37.7679 | 2.9409
3409 | -0.1273 | -7.8814 | 13.4718 | -6.5792 | 36.0696 | 0.78452 | 36.6679 | 2.4952 | 69.5912 | 11.4715 | 1.8126 | -9.0558 | 32.3862 | -1.7823 | 37.6991 | 2.8721
3410 | -0.13826 | -7.8828 | 13.5062 | -6.5437 | 36.0945 | 0.80491 | 36.7137 | 2.5411 | 69.5999 | 11.4765 | 1.7957 | -9.0727 | 32.3941 | -1.7743 | 37.6374 | 2.8104
3411 | -0.14923 | -7.8841 | 13.5406 | -6.5082 | 36.1194 | 0.82531 | 36.7594 | 2.587 | 69.6086 | 11.4816 | 1.7789 | -9.0895 | 32.3435 | -1.8249 | 37.6851 | 2.8581
3412 | -0.15767 | -7.8855 | 13.575 | -6.4727 | 36.141 | 0.8457 | 36.8052 | 2.6329 | 69.6245 | 11.4866 | 1.762 | -9.1064 | 32.4228 | -1.7455 | 37.6049 | 2.7779
3413 | -0.15258 | -7.8868 | 13.6094 | -6.4373 | 36.1452 | 0.86609 | 36.8509 | 2.6788 | 69.6793 | 11.4917 | 1.7452 | -9.1233 | 32.4315 | -1.7367 | 37.6645 | 2.8375
3414 | -0.14749 | -7.8882 | 13.6439 | -6.4018 | 36.1493 | 0.88649 | 36.8967 | 2.7248 | 69.7342 | 11.4967 | 1.7283 | -9.1401 | 32.3962 | -1.772 | 37.5958 | 2.7688
3415 | -0.1424 | -7.8786 | 13.6733 | -6.3752 | 36.1534 | 0.88173 | 36.9434 | 2.7716 | 69.7891 | 11.5799 | 1.775 | -9.0934 | 32.3742 | -1.7939 | 37.5832 | 2.7562
3416 | -0.13731 | -7.8691 | 13.699 | -6.3485 | 36.1575 | 0.87698 | 36.9901 | 2.8185 | 69.8439 | 11.663 | 1.8217 | -9.0467 | 32.4147 | -1.7533 | 37.3269 | 2.4999
3417 | -0.13222 | -7.8595 | 13.7247 | -6.3219 | 36.1616 | 0.87223 | 37.0368 | 2.8654 | 69.8988 | 11.7462 | 1.8684 | -9 | 32.4528 | -1.7151 | 37.4784 | 2.6514
3418 | -0.1262 | -7.85 | 13.7504 | -6.2952 | 36.1655 | 0.86747 | 37.0836 | 2.9123 | 69.9471 | 11.8294 | 1.9151 | -8.9533 | 32.5083 | -1.6596 | 37.5008 | 2.6738
3419 | -0.11498 | -7.8404 | 13.7761 | -6.2686 | 36.1682 | 0.86272 | 37.1303 | 2.9592 | 69.9587 | 11.9126 | 1.9618 | -8.9066 | 32.4945 | -1.6732 | 37.4805 | 2.6535
3420 | -0.10377 | -7.8309 | 13.8018 | -6.242 | 36.1709 | 0.85797 | 37.177 | 3.0061 | 69.9704 | 11.9957 | 2.0085 | -8.8599 | 32.6252 | -1.5425 | 37.4073 | 2.5803
3421 | -0.092552 | -7.8179 | 13.8232 | -6.2226 | 36.1735 | 0.86501 | 37.1912 | 3.0204 | 69.982 | 11.9678 | 2.0467 | -8.8217 | 32.6646 | -1.503 | 37.4371 | 2.6101
3422 | -0.081338 | -7.8049 | 13.8413 | -6.2033 | 36.1762 | 0.87206 | 37.2054 | 3.0347 | 69.9937 | 11.9399 | 2.085 | -8.7835 | 32.6427 | -1.5248 | 37.4662 | 2.6392
3423 | -0.070124 | -7.7919 | 13.8595 | -6.184 | 36.1788 | 0.8791 | 37.2196 | 3.0491 | 70.0054 | 11.912 | 2.1232 | -8.7452 | 32.6499 | -1.5175 | 37.4127 | 2.5857
3424 | -0.05689 | -7.7789 | 13.8777 | -6.1646 | 36.1811 | 0.88615 | 37.2338 | 3.0634 | 70.0211 | 11.8841 | 2.1614 | -8.707 | 32.7739 | -1.3935 | 37.5044 | 2.6774
3425 | -0.031956 | -7.7659 | 13.8958 | -6.1453 | 36.1811 | 0.8932 | 37.248 | 3.0778 | 70.0603 | 11.8562 | 2.1997 | -8.6688 | 32.9216 | -1.2457 | 37.5009 | 2.6739
3426 | -0.007022 | -7.7529 | 13.914 | -6.1259 | 36.181 | 0.90024 | 37.2622 | 3.0921 | 70.0995 | 11.8283 | 2.2379 | -8.6305 | 32.9819 | -1.1853 | 37.4445 | 2.6176
3427 | 0.017912 | -7.7205 | 13.9264 | -6.1171 | 36.181 | 0.89653 | 37.2621 | 3.0922 | 70.1388 | 11.9053 | 2.2704 | -8.598 | 33.0077 | -1.1595 | 37.5273 | 2.7003
3428 | 0.042846 | -7.6881 | 13.9346 | -6.1082 | 36.181 | 0.89282 | 37.262 | 3.0923 | 70.178 | 11.9823 | 2.303 | -8.5654 | 32.98 | -1.1871 | 37.5111 | 2.6841
3429 | 0.06778 | -7.6556 | 13.9428 | -6.0993 | 36.181 | 0.88911 | 37.262 | 3.0923 | 70.2172 | 12.0593 | 2.3355 | -8.5329 | 33.1133 | -1.0537 | 37.573 | 2.746
3430 | 0.093077 | -7.6232 | 13.9509 | -6.0905 | 36.1804 | 0.8854 | 37.2619 | 3.0924 | 70.2518 | 12.1363 | 2.3681 | -8.5003 | 33.0835 | -1.0835 | 37.5463 | 2.7193
3431 | 0.12056 | -7.5908 | 13.9591 | -6.0816 | 36.1763 | 0.8817 | 37.2618 | 3.0925 | 70.2578 | 12.2133 | 2.4006 | -8.4678 | 33.2073 | -0.95952 | 37.6099 | 2.7829
3432 | 0.14805 | -7.5583 | 13.9673 | -6.0727 | 36.1723 | 0.87799 | 37.2617 | 3.0925 | 70.2638 | 12.2902 | 2.4332 | -8.4352 | 33.1685 | -0.99832 | 37.6452 | 2.8182
3433 | 0.17553 | -7.5328 | 13.9737 | -6.0678 | 36.1682 | 0.87399 | 37.2614 | 3.0923 | 70.2699 | 12.2573 | 2.4499 | -8.4185 | 33.2808 | -0.88594 | 37.6789 | 2.852
3434 | 0.20301 | -7.5072 | 13.9787 | -6.0628 | 36.1642 | 0.87 | 37.261 | 3.0921 | 70.2759 | 12.2244 | 2.4666 | -8.4019 | 33.329 | -0.83764 | 37.6318 | 2.8048
3435 | 0.2305 | -7.4816 | 13.9838 | -6.0579 | 36.1601 | 0.866 | 37.2607 | 3.092 | 70.282 | 12.1915 | 2.4832 | -8.3852 | 33.3413 | -0.82524 | 37.6875 | 2.8605
3436 | 0.25894 | -7.456 | 13.9889 | -6.0529 | 36.1576 | 0.86201 | 37.2603 | 3.0918 | 70.2865 | 12.1586 | 2.4999 | -8.3685 | 33.3649 | -0.80162 | 37.7132 | 2.8862
3437 | 0.29337 | -7.4304 | 13.9939 | -6.048 | 36.1645 | 0.85801 | 37.26 | 3.0916 | 70.2812 | 12.1257 | 2.5166 | -8.3518 | 33.4211 | -0.74529 | 37.7958 | 2.9689
3438 | 0.3278 | -7.4048 | 13.999 | -6.043 | 36.1715 | 0.85401 | 37.2596 | 3.0914 | 70.276 | 12.0928 | 2.5333 | -8.3351 | 33.4209 | -0.74545 | 37.8208 | 2.9939
3439 | 0.36223 | -7.3646 | 14.0072 | -6.0305 | 36.1784 | 0.86726 | 37.2548 | 3.0867 | 70.2708 | 12.1032 | 2.5349 | -8.3336 | 33.4404 | -0.72588 | 37.8445 | 3.0176
3440 | 0.39667 | -7.3245 | 14.0178 | -6.0179 | 36.1854 | 0.8805 | 37.2499 | 3.0819 | 70.2656 | 12.1137 | 2.5364 | -8.332 | 33.4336 | -0.73257 | 37.7928 | 2.9658
3441 | 0.4311 | -7.2843 | 14.0283 | -6.0054 | 36.1923 | 0.89375 | 37.245 | 3.0772 | 70.2603 | 12.1242 | 2.5379 | -8.3305 | 33.4598 | -0.70628 | 37.8644 | 3.0375
3442 | 0.46741 | -7.2441 | 14.0389 | -5.9929 | 36.2014 | 0.90699 | 37.2401 | 3.0725 | 70.2545 | 12.1346 | 2.5395 | -8.3289 | 33.4101 | -0.75594 | 37.8318 | 3.0048
3443 | 0.51605 | -7.204 | 14.0495 | -5.9803 | 36.2245 | 0.92023 | 37.2353 | 3.0678 | 70.2448 | 12.1451 | 2.541 | -8.3274 | 33.3901 | -0.77585 | 37.8268 | 2.9999
3444 | 0.56469 | -7.1638 | 14.06 | -5.9678 | 36.2476 | 0.93348 | 37.2304 | 3.063 | 70.2351 | 12.1555 | 2.5426 | -8.3258 | 33.4104 | -0.75552 | 37.939 | 3.112
3445 | 0.61333 | -7.1096 | 14.0586 | -5.9771 | 36.2707 | 0.96225 | 37.2451 | 3.0779 | 70.2255 | 12.1351 | 2.5415 | -8.327 | 33.3953 | -0.77048 | 37.9581 | 3.1311
3446 | 0.66197 | -7.0555 | 14.0482 | -5.9865 | 36.2938 | 0.99101 | 37.2598 | 3.0927 | 70.2158 | 12.1148 | 2.5403 | -8.3281 | 33.3998 | -0.76596 | 37.9384 | 3.1114
3447 | 0.71061 | -7.0013 | 14.0378 | -5.9958 | 36.3169 | 1.0198 | 37.2744 | 3.1076 | 70.2061 | 12.0944 | 2.5392 | -8.3292 | 33.3431 | -0.8226 | 37.8113 | 2.9844
3448 | 0.75778 | -6.9472 | 14.0274 | -6.0052 | 36.3408 | 1.0486 | 37.2891 | 3.1224 | 70.1997 | 12.074 | 2.538 | -8.3304 | 33.3912 | -0.7744 | 37.8903 | 3.0634
3449 | 0.79486 | -6.893 | 14.017 | -6.0145 | 36.3709 | 1.0773 | 37.3038 | 3.1373 | 70.2165 | 12.0536 | 2.5369 | -8.3315 | 33.3235 | -0.84197 | 37.9535 | 3.1266
3450 | 0.83194 | -6.8389 | 14.0066 | -6.0239 | 36.4009 | 1.1061 | 37.3185 | 3.1521 | 70.2332 | 12.0332 | 2.5358 | -8.3327 | 33.3423 | -0.82318 | 37.9704 | 3.1435
3451 | 0.86902 | -6.8103 | 13.9915 | -6.0418 | 36.4309 | 1.1371 | 37.3229 | 3.1566 | 70.2499 | 12.0706 | 2.5402 | -8.3282 | 33.2933 | -0.87208 | 37.9212 | 3.0942
3452 | 0.9061 | -6.7817 | 13.9727 | -6.0597 | 36.4609 | 1.168 | 37.3273 | 3.1612 | 70.2667 | 12.1081 | 2.5446 | -8.3238 | 33.3081 | -0.85721 | 37.9504 | 3.1235
3453 | 0.94318 | -6.7532 | 13.954 | -6.0776 | 36.491 | 1.199 | 37.3317 | 3.1657 | 70.2834 | 12.1456 | 2.5491 | -8.3194 | 33.2413 | -0.92395 | 37.9991 | 3.1722
3454 | 0.97793 | -6.7246 | 13.9353 | -6.0955 | 36.5177 | 1.23 | 37.3361 | 3.1703 | 70.2978 | 12.1831 | 2.5535 | -8.3149 | 33.2391 | -0.92607 | 37.926 | 3.099
3455 | 0.99597 | -6.6961 | 13.9165 | -6.1134 | 36.5208 | 1.2609 | 37.3404 | 3.1748 | 70.2954 | 12.2206 | 2.5579 | -8.3105 | 33.1445 | -1.0205 | 37.9797 | 3.1528
3456 | 1.014 | -6.6675 | 13.8978 | -6.1313 | 36.5239 | 1.2919 | 37.3448 | 3.1793 | 70.2931 | 12.2581 | 2.5624 | -8.3061 | 33.2119 | -0.95307 | 37.9077 | 3.0808
3457 | 1.032 | -6.6544 | 13.8765 | -6.1549 | 36.527 | 1.28 | 37.3461 | 3.1808 | 70.2907 | 12.2343 | 2.5621 | -8.3063 | 33.1406 | -1.0243 | 37.8761 | 3.0491
3458 | 1.0501 | -6.6412 | 13.8533 | -6.1785 | 36.5301 | 1.2681 | 37.3475 | 3.1823 | 70.2884 | 12.2106 | 2.5619 | -8.3065 | 33.1087 | -1.0561 | 37.8951 | 3.0682
3459 | 1.0681 | -6.6281 | 13.8301 | -6.2021 | 36.5332 | 1.2562 | 37.3488 | 3.1837 | 70.286 | 12.1868 | 2.5617 | -8.3067 | 33.1429 | -1.0219 | 37.9239 | 3.097
3460 | 1.0839 | -6.615 | 13.8069 | -6.2258 | 36.5337 | 1.2443 | 37.3501 | 3.1852 | 70.2788 | 12.1631 | 2.5615 | -8.3069 | 33.0916 | -1.0731 | 37.9687 | 3.1418
3461 | 1.0826 | -6.6019 | 13.7837 | -6.2494 | 36.5149 | 1.2324 | 37.3514 | 3.1866 | 70.2353 | 12.1394 | 2.5613 | -8.3071 | 33.1637 | -1.001 | 37.8571 | 3.0302
3462 | 1.0813 | -6.5887 | 13.7605 | -6.273 | 36.4961 | 1.2206 | 37.3527 | 3.1881 | 70.1918 | 12.1156 | 2.5611 | -8.3074 | 33.022 | -1.1425 | 37.8482 | 3.0213
3463 | 1.08 | -6.597 | 13.7446 | -6.2847 | 36.4773 | 1.1982 | 37.3073 | 3.1429 | 70.1483 | 12.0617 | 2.5496 | -8.3188 | 33.0802 | -1.0843 | 37.8892 | 3.0623
3464 | 1.0787 | -6.6054 | 13.7339 | -6.2964 | 36.4585 | 1.1759 | 37.2619 | 3.0976 | 70.1048 | 12.0078 | 2.5381 | -8.3303 | 32.9382 | -1.2262 | 37.8943 | 3.0674
3465 | 1.0773 | -6.6137 | 13.7233 | -6.3082 | 36.4396 | 1.1535 | 37.2165 | 3.0524 | 70.0613 | 11.9539 | 2.5267 | -8.3418 | 33.0197 | -1.1446 | 37.7972 | 2.9703
3466 | 1.073 | -6.622 | 13.7127 | -6.3199 | 36.4192 | 1.1312 | 37.1712 | 3.0072 | 70.0223 | 11.9 | 2.5152 | -8.3532 | 33.0365 | -1.1278 | 37.8239 | 2.997
3467 | 1.0442 | -6.6303 | 13.7021 | -6.3316 | 36.3855 | 1.1089 | 37.1258 | 2.962 | 70.02 | 11.8461 | 2.5037 | -8.3647 | 32.9884 | -1.1758 | 37.8457 | 3.0188
3468 | 1.0154 | -6.6386 | 13.6915 | -6.3434 | 36.3518 | 1.0865 | 37.0804 | 2.9167 | 70.0176 | 11.7922 | 2.4922 | -8.3762 | 32.9154 | -1.2487 | 37.7755 | 2.9486
3469 | 0.98655 | -6.6777 | 13.6938 | -6.3331 | 36.3181 | 1.0469 | 37.0499 | 2.8864 | 70.0153 | 11.8182 | 2.4503 | -8.4182 | 32.9064 | -1.2576 | 37.7462 | 2.9193
3470 | 0.95774 | -6.7168 | 13.7056 | -6.3228 | 36.2843 | 1.0073 | 37.0194 | 2.8561 | 70.0129 | 11.8442 | 2.4082 | -8.4602 | 32.8931 | -1.2709 | 37.8008 | 2.9739
3471 | 0.92894 | -6.7558 | 13.7173 | -6.3126 | 36.2506 | 0.96767 | 36.989 | 2.8257 | 70.0105 | 11.8702 | 2.3663 | -8.5022 | 32.8874 | -1.2765 | 37.7916 | 2.9647
3472 | 0.90002 | -6.7949 | 13.7291 | -6.3023 | 36.2187 | 0.92805 | 36.9585 | 2.7954 | 70.0087 | 11.8962 | 2.3243 | -8.5442 | 32.9487 | -1.2151 | 37.8254 | 2.9985
3473 | 0.87008 | -6.834 | 13.7408 | -6.2921 | 36.2018 | 0.88843 | 36.928 | 2.7651 | 70.0111 | 11.9222 | 2.2823 | -8.5862 | 32.9345 | -1.2292 | 37.7331 | 2.9062
3474 | 0.84014 | -6.873 | 13.7526 | -6.2818 | 36.1849 | 0.84881 | 36.8975 | 2.7348 | 70.0134 | 11.9482 | 2.2403 | -8.6282 | 32.9719 | -1.1918 | 37.6772 | 2.8503
3475 | 0.8102 | -6.8972 | 13.7788 | -6.2442 | 36.1679 | 0.84438 | 36.8804 | 2.7178 | 70.0158 | 11.9382 | 2.1879 | -8.6806 | 32.8951 | -1.2685 | 37.6824 | 2.8555
3476 | 0.78026 | -6.9214 | 13.8155 | -6.2067 | 36.151 | 0.83994 | 36.8633 | 2.7009 | 70.0182 | 11.9282 | 2.1354 | -8.733 | 32.9026 | -1.2609 | 37.6338 | 2.8069
3477 | 0.75032 | -6.9455 | 13.8523 | -6.1691 | 36.134 | 0.8355 | 36.8462 | 2.6839 | 70.0206 | 11.9181 | 2.083 | -8.7854 | 32.9279 | -1.2355 | 37.5872 | 2.7603
3478 | 0.72157 | -6.9697 | 13.8891 | -6.1315 | 36.1181 | 0.83107 | 36.8291 | 2.667 | 70.0243 | 11.9081 | 2.0306 | -8.8378 | 32.8937 | -1.2697 | 37.5761 | 2.7492
3479 | 0.70332 | -6.9938 | 13.9258 | -6.094 | 36.1116 | 0.82663 | 36.812 | 2.6501 | 70.04 | 11.8981 | 1.9782 | -8.8902 | 32.85 | -1.3133 | 37.5073 | 2.6804
3480 | 0.68506 | -7.018 | 13.9626 | -6.0564 | 36.1051 | 0.8222 | 36.7949 | 2.6331 | 70.0557 | 11.8881 | 1.9258 | -8.9426 | 32.9207 | -1.2425 | 37.4733 | 2.6465
3481 | 0.66681 | -7.0322 | 13.9962 | -6.0243 | 36.0987 | 0.81484 | 36.7901 | 2.6285 | 70.0714 | 11.9181 | 1.8888 | -8.9796 | 32.8913 | -1.2719 | 37.4228 | 2.5959
3482 | 0.64856 | -7.0464 | 14.0276 | -5.9922 | 36.0922 | 0.80748 | 36.7853 | 2.6238 | 70.0871 | 11.948 | 1.8518 | -9.0166 | 32.8426 | -1.3205 | 37.377 | 2.5501
3483 | 0.63031 | -7.0607 | 14.059 | -5.9601 | 36.0857 | 0.80012 | 36.7805 | 2.6191 | 70.1028 | 11.978 | 1.8149 | -9.0535 | 32.8298 | -1.3331 | 37.3491 | 2.5222
3484 | 0.61307 | -7.0749 | 14.0904 | -5.928 | 36.0788 | 0.79275 | 36.7757 | 2.6145 | 70.1168 | 12.0079 | 1.7779 | -9.0905 | 32.8492 | -1.3137 | 37.3318 | 2.5049
3485 | 0.60524 | -7.0891 | 14.1218 | -5.8959 | 36.0691 | 0.78539 | 36.7709 | 2.6098 | 70.1147 | 12.0379 | 1.7409 | -9.1275 | 32.7534 | -1.4095 | 37.2946 | 2.4678
3486 | 0.59742 | -7.1033 | 14.1532 | -5.8638 | 36.0594 | 0.77803 | 36.766 | 2.6051 | 70.1126 | 12.0678 | 1.7039 | -9.1645 | 32.8231 | -1.3397 | 37.2681 | 2.4412
3487 | 0.58959 | -7.1069 | 14.1824 | -5.8356 | 36.0497 | 0.76733 | 36.7737 | 2.6129 | 70.1106 | 12.0489 | 1.6868 | -9.1816 | 32.7905 | -1.3722 | 37.3192 | 2.4924
3488 | 0.58177 | -7.1104 | 14.21 | -5.8075 | 36.0401 | 0.75662 | 36.7813 | 2.6207 | 70.1085 | 12.03 | 1.6697 | -9.1987 | 32.7939 | -1.3687 | 37.2064 | 2.3796
3489 | 0.57395 | -7.114 | 14.2376 | -5.7793 | 36.0304 | 0.74592 | 36.789 | 2.6285 | 70.1064 | 12.0111 | 1.6526 | -9.2158 | 32.765 | -1.3975 | 37.1453 | 2.3185
3490 | 0.56665 | -7.1175 | 14.2652 | -5.7512 | 36.0221 | 0.73521 | 36.7966 | 2.6363 | 70.106 | 11.9923 | 1.6355 | -9.2329 | 32.7695 | -1.393 | 37.0932 | 2.2663
3491 | 0.5645 | -7.121 | 14.2928 | -5.723 | 36.0281 | 0.72451 | 36.8043 | 2.6441 | 70.1227 | 11.9734 | 1.6184 | -9.25 | 32.7856 | -1.3768 | 37.098 | 2.2711
3492 | 0.56235 | -7.1246 | 14.3204 | -5.6949 | 36.034 | 0.7138 | 36.8119 | 2.6519 | 70.1394 | 11.9545 | 1.6013 | -9.2671 | 32.6717 | -1.4907 | 36.9653 | 2.1384
3493 | 0.5602 | -7.1251 | 14.3467 | -5.6685 | 36.04 | 0.72894 | 36.8226 | 2.6628 | 70.1561 | 11.9906 | 1.6172 | -9.2512 | 32.771 | -1.3913 | 37.067 | 2.2402
3494 | 0.55806 | -7.1257 | 14.372 | -5.6421 | 36.046 | 0.74408 | 36.8333 | 2.6736 | 70.1728 | 12.0267 | 1.6332 | -9.2353 | 32.7414 | -1.4208 | 37.0684 | 2.2416
3495 | 0.55591 | -7.1263 | 14.3973 | -5.6157 | 36.052 | 0.75921 | 36.844 | 2.6845 | 70.1895 | 12.0628 | 1.6491 | -9.2193 | 32.7677 | -1.3944 | 37.0326 | 2.2058
3496 | 0.55396 | -7.1268 | 14.4226 | -5.5893 | 36.0583 | 0.77435 | 36.8547 | 2.6953 | 70.2104 | 12.0989 | 1.665 | -9.2034 | 32.7533 | -1.4087 | 36.995 | 2.1681
3497 | 0.55409 | -7.1274 | 14.4478 | -5.5629 | 36.069 | 0.78949 | 36.8654 | 2.7062 | 70.2753 | 12.135 | 1.6809 | -9.1875 | 32.6931 | -1.4689 | 36.9883 | 2.1615
3498 | 0.55422 | -7.1279 | 14.4731 | -5.5365 | 36.0796 | 0.80462 | 36.8761 | 2.717 | 70.3402 | 12.1711 | 1.6969 | -9.1715 | 32.8022 | -1.3597 | 37.0308 | 2.204
3499 | 0.55436 | -7.1266 | 14.4922 | -5.5198 | 36.0902 | 0.81309 | 36.9046 | 2.7457 | 70.4051 | 12.2517 | 1.7309 | -9.1375 | 32.8049 | -1.357 | 36.9716 | 2.1447
3500 | 0.55449 | -7.1252 | 14.507 | -5.503 | 36.1008 | 0.82156 | 36.933 | 2.7743 | 70.4699 | 12.3324 | 1.765 | -9.1035 | 32.7556 | -1.4061 | 36.9675 | 2.1407
3501 | 0.55462 | -7.1239 | 14.5217 | -5.4863 | 36.1115 | 0.83003 | 36.9615 | 2.803 | 70.5348 | 12.413 | 1.799 | -9.0694 | 32.7588 | -1.4029 | 37.0054 | 2.1786
3502 | 0.55485 | -7.1225 | 14.5364 | -5.4696 | 36.1212 | 0.8385 | 36.99 | 2.8316 | 70.5915 | 12.4936 | 1.8331 | -9.0354 | 32.8403 | -1.3213 | 36.9291 | 2.1023
3503 | 0.55621 | -7.1212 | 14.5511 | -5.4528 | 36.1215 | 0.84697 | 37.0185 | 2.8602 | 70.5559 | 12.5742 | 1.8671 | -9.0013 | 32.8496 | -1.312 | 36.9929 | 2.166
3504 | 0.55757 | -7.1199 | 14.5658 | -5.4361 | 36.1217 | 0.85544 | 37.047 | 2.8889 | 70.5202 | 12.6548 | 1.9011 | -8.9673 | 32.8495 | -1.312 | 37.0192 | 2.1923
3505 | 0.55893 | -7.1176 | 14.5679 | -5.4425 | 36.122 | 0.85156 | 37.0585 | 2.9005 | 70.4846 | 12.5579 | 1.9479 | -8.9206 | 32.9323 | -1.2291 | 37.0461 | 2.2193
3506 | 0.56029 | -7.1154 | 14.5612 | -5.4489 | 36.1222 | 0.84769 | 37.07 | 2.9122 | 70.449 | 12.461 | 1.9946 | -8.8738 | 32.9618 | -1.1995 | 37.0266 | 2.1998
3507 | 0.56165 | -7.1132 | 14.5544 | -5.4553 | 36.1224 | 0.84381 | 37.0814 | 2.9238 | 70.4134 | 12.3641 | 2.0413 | -8.8271 | 32.9204 | -1.2409 | 36.9838 | 2.1569
3508 | 0.56308 | -7.111 | 14.5476 | -5.4617 | 36.1225 | 0.83993 | 37.0929 | 2.9354 | 70.378 | 12.2672 | 2.088 | -8.7804 | 32.9683 | -1.1929 | 37.0547 | 2.2279
3509 | 0.5654 | -7.1088 | 14.5409 | -5.4681 | 36.1197 | 0.83606 | 37.1044 | 2.9471 | 70.3456 | 12.1703 | 2.1347 | -8.7337 | 33.0432 | -1.1179 | 37.0654 | 2.2386
3510 | 0.56772 | -7.1066 | 14.5341 | -5.4745 | 36.1169 | 0.83218 | 37.1159 | 2.9587 | 70.3131 | 12.0734 | 2.1815 | -8.6869 | 32.9316 | -1.2294 | 36.9232 | 2.0964
3511 | 0.57004 | -7.1033 | 14.5273 | -5.48 | 36.1141 | 0.83024 | 37.0853 | 2.9283 | 70.2806 | 12.0753 | 2.196 | -8.6724 | 33.1134 | -1.0476 | 37.0229 | 2.1961
3512 | 0.57236 | -7.1001 | 14.5205 | -5.4856 | 36.1114 | 0.82829 | 37.0548 | 2.8979 | 70.2481 | 12.0773 | 2.2105 | -8.6579 | 33.0622 | -1.0986 | 37.1128 | 2.286
3513 | 0.57468 | -7.0969 | 14.5137 | -5.4912 | 36.1086 | 0.82635 | 37.0242 | 2.8675 | 70.2156 | 12.0793 | 2.225 | -8.6434 | 33.0893 | -1.0715 | 37.0455 | 2.2187
3514 | 0.57708 | -7.0937 | 14.5069 | -5.4967 | 36.1054 | 0.82441 | 36.9937 | 2.8371 | 70.1819 | 12.0813 | 2.2395 | -8.6289 | 33.0903 | -1.0704 | 37.1069 | 2.2801
3515 | 0.58052 | -7.0905 | 14.5002 | -5.5023 | 36.0974 | 0.82246 | 36.9631 | 2.8067 | 70.1316 | 12.0832 | 2.2541 | -8.6143 | 33.1029 | -1.0578 | 37.0715 | 2.2447
3516 | 0.58396 | -7.0872 | 14.4934 | -5.5078 | 36.0893 | 0.82052 | 36.9326 | 2.7763 | 70.0814 | 12.0852 | 2.2686 | -8.5998 | 33.1636 | -0.99695 | 37.0158 | 2.189
3517 | 0.5874 | -7.0828 | 14.4794 | -5.5249 | 36.0813 | 0.80949 | 36.9258 | 2.7697 | 70.0311 | 12.0078 | 2.2645 | -8.6039 | 33.1066 | -1.0539 | 37.0981 | 2.2713
3518 | 0.59084 | -7.0784 | 14.4604 | -5.542 | 36.0732 | 0.79847 | 36.919 | 2.7631 | 69.9808 | 11.9304 | 2.2605 | -8.6079 | 33.2069 | -0.95355 | 37.0656 | 2.2388
3519 | 0.59428 | -7.074 | 14.4414 | -5.5591 | 36.0652 | 0.78744 | 36.9122 | 2.7564 | 69.9306 | 11.853 | 2.2565 | -8.6119 | 33.1579 | -1.0024 | 37.1184 | 2.2916
3520 | 0.59916 | -7.0696 | 14.4224 | -5.5762 | 36.0579 | 0.77641 | 36.9054 | 2.7498 | 69.8832 | 11.7756 | 2.2524 | -8.616 | 33.1856 | -0.97467 | 37.0633 | 2.2365
3521 | 0.62412 | -7.0652 | 14.4035 | -5.5933 | 36.0613 | 0.76538 | 36.8986 | 2.7432 | 69.8763 | 11.6982 | 2.2484 | -8.62 | 33.1283 | -1.032 | 37.0193 | 2.1925
3522 | 0.64908 | -7.0608 | 14.3845 | -5.6104 | 36.0647 | 0.75435 | 36.8919 | 2.7365 | 69.8694 | 11.6208 | 2.2444 | -8.624 | 33.1256 | -1.0346 | 37.0183 | 2.1915
3523 | 0.67404 | -7.0242 | 14.3543 | -5.6488 | 36.0681 | 0.76558 | 36.8655 | 2.7103 | 69.8624 | 11.6513 | 2.2272 | -8.6412 | 33.0598 | -1.1003 | 37.0358 | 2.209
3524 | 0.699 | -6.9876 | 14.3162 | -5.6872 | 36.0715 | 0.7768 | 36.8391 | 2.6841 | 69.8555 | 11.6817 | 2.21 | -8.6584 | 33.0416 | -1.1184 | 37.03 | 2.2032
3525 | 0.72396 | -6.951 | 14.2781 | -5.7256 | 36.0749 | 0.78803 | 36.8127 | 2.6578 | 69.8486 | 11.7122 | 2.1928 | -8.6756 | 33.076 | -1.0839 | 37.0377 | 2.2109
3526 | 0.74858 | -6.9145 | 14.2401 | -5.764 | 36.0783 | 0.79925 | 36.7863 | 2.6316 | 69.8426 | 11.7427 | 2.1756 | -8.6928 | 33.0245 | -1.1354 | 37.0509 | 2.2241
3527 | 0.7681 | -6.8779 | 14.202 | -5.8024 | 36.0813 | 0.81048 | 36.7599 | 2.6054 | 69.8498 | 11.7731 | 2.1584 | -8.71 | 32.9081 | -1.2517 | 36.9475 | 2.1207
3528 | 0.78762 | -6.8413 | 14.1639 | -5.8408 | 36.0843 | 0.8217 | 36.7336 | 2.5792 | 69.8569 | 11.8036 | 2.1412 | -8.7271 | 32.9462 | -1.2135 | 36.9481 | 2.1214
3529 | 0.80714 | -6.8298 | 14.1311 | -5.8681 | 36.0874 | 0.82071 | 36.7139 | 2.5597 | 69.8641 | 11.799 | 2.1168 | -8.7516 | 32.9241 | -1.2355 | 37.0223 | 2.1955
3530 | 0.82666 | -6.8184 | 14.1019 | -5.8954 | 36.0904 | 0.81973 | 36.6943 | 2.5402 | 69.8713 | 11.7944 | 2.0923 | -8.7761 | 32.9159 | -1.2437 | 36.9595 | 2.1327
3531 | 0.84618 | -6.807 | 14.0727 | -5.9227 | 36.0935 | 0.81874 | 36.6747 | 2.5208 | 69.8785 | 11.7898 | 2.0678 | -8.8006 | 32.8395 | -1.32 | 36.9803 | 2.1535
3532 | 0.86529 | -6.7955 | 14.0435 | -5.95 | 36.0971 | 0.81775 | 36.655 | 2.5013 | 69.8852 | 11.7853 | 2.0433 | -8.8251 | 32.8667 | -1.2928 | 36.9516 | 2.1249
3533 | 0.87759 | -6.7841 | 14.0143 | -5.9773 | 36.1101 | 0.81676 | 36.6354 | 2.4818 | 69.8829 | 11.7807 | 2.0188 | -8.8496 | 32.7235 | -1.4358 | 36.9902 | 2.1635
3534 | 0.8899 | -6.7727 | 13.9851 | -6.0046 | 36.123 | 0.81578 | 36.6158 | 2.4623 | 69.8806 | 11.7761 | 1.9944 | -8.8741 | 32.7653 | -1.394 | 36.8835 | 2.0567
3535 | 0.90221 | -6.759 | 13.9455 | -6.0532 | 36.136 | 0.83626 | 36.5873 | 2.434 | 69.8782 | 11.7753 | 1.9628 | -8.9055 | 32.6976 | -1.4616 | 36.8825 | 2.0557
3536 | 0.91451 | -6.7454 | 13.8986 | -6.1019 | 36.149 | 0.85675 | 36.5588 | 2.4057 | 69.8759 | 11.7746 | 1.9314 | -8.937 | 32.6843 | -1.4748 | 37.0043 | 2.1775
3537 | 0.92682 | -6.7318 | 13.8517 | -6.1505 | 36.1619 | 0.87723 | 36.5303 | 2.3773 | 69.8736 | 11.7739 | 1.8999 | -8.9685 | 32.652 | -1.5071 | 37.0385 | 2.2117
3538 | 0.93835 | -6.7182 | 13.8048 | -6.1992 | 36.1741 | 0.89772 | 36.5018 | 2.349 | 69.8735 | 11.7731 | 1.8684 | -9 | 32.6008 | -1.5582 | 37.0192 | 2.1924
3539 | 0.93576 | -6.7046 | 13.7579 | -6.2478 | 36.1729 | 0.9182 | 36.4733 | 2.3207 | 69.914 | 11.7724 | 1.8369 | -9.0315 | 32.5119 | -1.647 | 37.0364 | 2.2096
3540 | 0.93317 | -6.691 | 13.711 | -6.2965 | 36.1716 | 0.93869 | 36.4448 | 2.2923 | 69.9545 | 11.7716 | 1.8054 | -9.063 | 32.593 | -1.5659 | 36.9998 | 2.1731
3541 | 0.93058 | -6.7012 | 13.6817 | -6.3133 | 36.1703 | 0.92634 | 36.4286 | 2.2762 | 69.995 | 11.8339 | 1.78 | -9.0884 | 32.5338 | -1.625 | 37.1135 | 2.2868
3542 | 0.92799 | -6.7113 | 13.6645 | -6.33 | 36.169 | 0.91398 | 36.4123 | 2.2601 | 70.0355 | 11.8962 | 1.7546 | -9.1138 | 32.4636 | -1.6951 | 37.1493 | 2.3225
3543 | 0.9254 | -6.7215 | 13.6474 | -6.3468 | 36.1677 | 0.90163 | 36.396 | 2.244 | 70.076 | 11.9585 | 1.7291 | -9.1393 | 32.4332 | -1.7255 | 37.2124 | 2.3857
3544 | 0.92185 | -6.7316 | 13.6302 | -6.3636 | 36.166 | 0.88927 | 36.3797 | 2.2279 | 70.1141 | 12.0208 | 1.7037 | -9.1647 | 32.4003 | -1.7583 | 37.1953 | 2.3686
3545 | 0.89892 | -6.7418 | 13.613 | -6.3804 | 36.1558 | 0.87692 | 36.3635 | 2.2117 | 70.1031 | 12.0831 | 1.6783 | -9.1901 | 32.3672 | -1.7913 | 37.2262 | 2.3995
3546 | 0.87599 | -6.7519 | 13.5959 | -6.3972 | 36.1457 | 0.86456 | 36.3472 | 2.1956 | 70.0922 | 12.1454 | 1.6529 | -9.2155 | 32.3534 | -1.8051 | 37.2404 | 2.4137
3547 | 0.85307 | -6.7806 | 13.5806 | -6.413 | 36.1356 | 0.85585 | 36.3323 | 2.1808 | 70.0813 | 12.097 | 1.6017 | -9.2667 | 32.3547 | -1.8036 | 37.3357 | 2.5089
3548 | 0.83014 | -6.8093 | 13.5665 | -6.4289 | 36.1255 | 0.84714 | 36.3173 | 2.166 | 70.0704 | 12.0486 | 1.5506 | -9.3178 | 32.363 | -1.7953 | 37.3306 | 2.5038
3549 | 0.80721 | -6.838 | 13.5525 | -6.4448 | 36.1154 | 0.83842 | 36.3024 | 2.1513 | 70.0594 | 12.0002 | 1.4994 | -9.369 | 32.3883 | -1.7699 | 37.314 | 2.4873
3550 | 0.78411 | -6.8667 | 13.5384 | -6.4607 | 36.1058 | 0.82971 | 36.2874 | 2.1365 | 70.0477 | 11.9518 | 1.4483 | -9.4201 | 32.2944 | -1.8638 | 37.4413 | 2.6145
3551 | 0.75721 | -6.8954 | 13.5244 | -6.4766 | 36.1096 | 0.821 | 36.2725 | 2.1217 | 70.0165 | 11.9034 | 1.3971 | -9.4713 | 32.2893 | -1.8687 | 37.4586 | 2.6319
3552 | 0.73031 | -6.9241 | 13.5103 | -6.4924 | 36.1133 | 0.81228 | 36.2575 | 2.1069 | 69.9854 | 11.855 | 1.3459 | -9.5225 | 32.3533 | -1.8047 | 37.4144 | 2.5877
3553 | 0.70341 | -6.9492 | 13.5158 | -6.4751 | 36.117 | 0.82268 | 36.2519 | 2.1015 | 69.9542 | 11.8331 | 1.3085 | -9.5599 | 32.3411 | -1.8168 | 37.4262 | 2.5995
3554 | 0.67652 | -6.9744 | 13.5347 | -6.4578 | 36.1208 | 0.83308 | 36.2463 | 2.096 | 69.9231 | 11.8112 | 1.271 | -9.5974 | 32.3054 | -1.8525 | 37.4779 | 2.6512
3555 | 0.64962 | -6.9995 | 13.5536 | -6.4405 | 36.1245 | 0.84348 | 36.2408 | 2.0906 | 69.892 | 11.7894 | 1.2335 | -9.6349 | 32.2871 | -1.8706 | 37.5189 | 2.6922
3556 | 0.62281 | -7.0246 | 13.5725 | -6.4232 | 36.1287 | 0.85388 | 36.2352 | 2.0852 | 69.8629 | 11.7675 | 1.196 | -9.6724 | 32.2437 | -1.914 | 37.5468 | 2.72
3557 | 0.59827 | -7.0497 | 13.5914 | -6.4059 | 36.1433 | 0.86428 | 36.2296 | 2.0797 | 69.8881 | 11.7457 | 1.1585 | -9.7099 | 32.2295 | -1.9281 | 37.5577 | 2.7309
3558 | 0.57374 | -7.0749 | 13.6103 | -6.3885 | 36.1579 | 0.87468 | 36.224 | 2.0743 | 69.9134 | 11.7238 | 1.1211 | -9.7474 | 32.1888 | -1.9687 | 37.5193 | 2.6926
3559 | 0.5492 | -7.0983 | 13.6447 | -6.3415 | 36.1724 | 0.89167 | 36.279 | 2.1294 | 69.9386 | 11.7736 | 1.1013 | -9.7671 | 32.2257 | -1.9318 | 37.5655 | 2.7388
3560 | 0.52467 | -7.1216 | 13.6897 | -6.2944 | 36.187 | 0.90867 | 36.3339 | 2.1846 | 69.9639 | 11.8234 | 1.0815 | -9.7869 | 32.2706 | -1.8868 | 37.4452 | 2.6185
3561 | 0.50013 | -7.145 | 13.7348 | -6.2474 | 36.2016 | 0.92566 | 36.3889 | 2.2397 | 69.9891 | 11.8732 | 1.0617 | -9.8067 | 32.1991 | -1.9583 | 37.4126 | 2.5859
3562 | 0.47598 | -7.1684 | 13.7798 | -6.2003 | 36.2164 | 0.94266 | 36.4439 | 2.2948 | 70.0143 | 11.923 | 1.0419 | -9.8265 | 32.2035 | -1.9538 | 37.4666 | 2.6399
3563 | 0.46348 | -7.1918 | 13.8249 | -6.1533 | 36.2372 | 0.95965 | 36.4989 | 2.35 | 70.0396 | 11.9728 | 1.0221 | -9.8463 | 32.2011 | -1.9561 | 37.3718 | 2.545
3564 | 0.45097 | -7.2152 | 13.8699 | -6.1062 | 36.258 | 0.97665 | 36.5539 | 2.4051 | 70.0648 | 12.0226 | 1.0023 | -9.8661 | 32.2384 | -1.9188 | 37.401 | 2.5743
3565 | 0.43847 | -7.2213 | 13.9022 | -6.0823 | 36.2788 | 0.99961 | 36.6049 | 2.4563 | 70.0901 | 12.0357 | 1.0164 | -9.852 | 32.1925 | -1.9646 | 37.351 | 2.5243
3566 | 0.42597 | -7.2274 | 13.9258 | -6.0584 | 36.2995 | 1.0226 | 36.6559 | 2.5074 | 70.1153 | 12.0487 | 1.0305 | -9.8379 | 32.1937 | -1.9633 | 37.3505 | 2.5237
3567 | 0.41346 | -7.2335 | 13.9494 | -6.0346 | 36.3203 | 1.0455 | 36.7069 | 2.5586 | 70.1405 | 12.0618 | 1.0446 | -9.8238 | 32.2383 | -1.9186 | 37.312 | 2.4853
3568 | 0.40123 | -7.2396 | 13.973 | -6.0107 | 36.3412 | 1.0685 | 36.7579 | 2.6098 | 70.1654 | 12.0749 | 1.0587 | -9.8097 | 32.2225 | -1.9344 | 37.2308 | 2.4041
3569 | 0.39853 | -7.2457 | 13.9966 | -5.9868 | 36.3642 | 1.0915 | 36.8089 | 2.661 | 70.1767 | 12.088 | 1.0728 | -9.7956 | 32.2752 | -1.8816 | 37.2035 | 2.3768
3570 | 0.39583 | -7.2518 | 14.0202 | -5.9629 | 36.3872 | 1.1144 | 36.86 | 2.7121 | 70.1881 | 12.101 | 1.0869 | -9.7815 | 32.2667 | -1.89 | 37.1219 | 2.2952
3571 | 0.39313 | -7.2519 | 14.0431 | -5.937 | 36.4102 | 1.1377 | 36.9283 | 2.7807 | 70.1994 | 12.1119 | 1.1532 | -9.7152 | 32.279 | -1.8777 | 37.1287 | 2.302
3572 | 0.39043 | -7.252 | 14.0656 | -5.9111 | 36.4333 | 1.161 | 36.9967 | 2.8492 | 70.2108 | 12.1227 | 1.2196 | -9.6488 | 32.2896 | -1.8669 | 37.0931 | 2.2664
3573 | 0.38773 | -7.2521 | 14.088 | -5.8853 | 36.4563 | 1.1843 | 37.0651 | 2.9177 | 70.2221 | 12.1336 | 1.2859 | -9.5825 | 32.3226 | -1.8339 | 37.0608 | 2.2341
3574 | 0.38503 | -7.2523 | 14.1105 | -5.8594 | 36.4787 | 1.2076 | 37.1335 | 2.9863 | 70.2329 | 12.1444 | 1.3523 | -9.5161 | 32.4631 | -1.6934 | 36.9978 | 2.1711
3575 | 0.3826 | -7.2524 | 14.1329 | -5.8335 | 36.4746 | 1.2309 | 37.2018 | 3.0548 | 70.2222 | 12.1553 | 1.4186 | -9.4497 | 32.6096 | -1.5468 | 36.8875 | 2.0608
3576 | 0.38017 | -7.2525 | 14.1554 | -5.8076 | 36.4705 | 1.2543 | 37.2702 | 3.1234 | 70.2115 | 12.1661 | 1.485 | -9.3834 | 32.5715 | -1.5848 | 36.929 | 2.1023
3577 | 0.37774 | -7.2553 | 14.153 | -5.8259 | 36.4664 | 1.2365 | 37.2897 | 3.143 | 70.2007 | 12.1448 | 1.5722 | -9.2962 | 32.5558 | -1.6004 | 36.7726 | 1.9459
3578 | 0.37531 | -7.258 | 14.1336 | -5.8442 | 36.4623 | 1.2187 | 37.3091 | 3.1626 | 70.19 | 12.1235 | 1.6594 | -9.209 | 32.5976 | -1.5586 | 36.7513 | 1.9246
3579 | 0.37287 | -7.2608 | 14.1142 | -5.8625 | 36.4582 | 1.2009 | 37.3286 | 3.1822 | 70.1792 | 12.1021 | 1.7465 | -9.1219 | 32.7045 | -1.4516 | 36.7323 | 1.9056
3580 | 0.37022 | -7.2636 | 14.0949 | -5.8808 | 36.4533 | 1.1831 | 37.348 | 3.2018 | 70.1679 | 12.0808 | 1.8337 | -9.0347 | 32.7583 | -1.3978 | 36.6779 | 1.8513
3581 | 0.35451 | -7.2663 | 14.0755 | -5.8991 | 36.4015 | 1.1654 | 37.3675 | 3.2214 | 70.1257 | 12.0595 | 1.9209 | -8.9475 | 32.7937 | -1.3622 | 36.7691 | 1.9424
3582 | 0.3388 | -7.2691 | 14.0562 | -5.9174 | 36.3496 | 1.1476 | 37.3869 | 3.241 | 70.0834 | 12.0382 | 2.008 | -8.8604 | 32.9219 | -1.234 | 36.71 | 1.8833
3583 | 0.32309 | -7.2905 | 14.0324 | -5.9449 | 36.2978 | 1.0788 | 37.3456 | 3.1999 | 70.0411 | 11.9857 | 2.0494 | -8.819 | 32.9929 | -1.1629 | 36.702 | 1.8753
3584 | 0.30738 | -7.3119 | 14.0057 | -5.9724 | 36.246 | 1.01 | 37.3043 | 3.1587 | 69.9989 | 11.9332 | 2.0907 | -8.7777 | 33.0123 | -1.1434 | 36.5958 | 1.7692
3585 | 0.29167 | -7.3333 | 13.9789 | -6 | 36.1942 | 0.94123 | 37.2631 | 3.1176 | 69.9566 | 11.8808 | 2.1321 | -8.7363 | 33.0698 | -1.0858 | 36.6289 | 1.8023
3586 | 0.276 | -7.3547 | 13.9522 | -6.0275 | 36.1424 | 0.87244 | 37.2218 | 3.0765 | 69.9146 | 11.8283 | 2.1734 | -8.695 | 33.2345 | -0.92112 | 36.5678 | 1.7411
3587 | 0.26435 | -7.3762 | 13.9254 | -6.055 | 36.0917 | 0.80366 | 37.1805 | 3.0354 | 69.896 | 11.7758 | 2.2148 | -8.6536 | 33.1948 | -0.96076 | 36.747 | 1.9204
3588 | 0.25269 | -7.3976 | 13.8987 | -6.0825 | 36.041 | 0.73488 | 37.1392 | 2.9942 | 69.8773 | 11.7233 | 2.2561 | -8.6123 | 33.2382 | -0.91724 | 36.6541 | 1.8274
3589 | 0.24103 | -7.4035 | 13.882 | -6.0921 | 35.9904 | 0.69357 | 37.0777 | 2.9329 | 69.8587 | 11.7221 | 2.2664 | -8.602 | 33.3328 | -0.82263 | 36.6727 | 1.846
3590 | 0.22937 | -7.4094 | 13.8722 | -6.1018 | 35.9397 | 0.65227 | 37.0163 | 2.8716 | 69.84 | 11.7209 | 2.2767 | -8.5917 | 33.3063 | -0.84901 | 36.6962 | 1.8695
3591 | 0.21771 | -7.4153 | 13.8623 | -6.1115 | 35.889 | 0.61096 | 36.9548 | 2.8103 | 69.8214 | 11.7197 | 2.2869 | -8.5815 | 33.3277 | -0.82753 | 36.5939 | 1.7672
3592 | 0.20629 | -7.4212 | 13.8524 | -6.1212 | 35.8384 | 0.56966 | 36.8933 | 2.749 | 69.8028 | 11.7185 | 2.2972 | -8.5712 | 33.4331 | -0.72209 | 36.6329 | 1.8062
3593 | 0.22842 | -7.4271 | 13.8425 | -6.1308 | 35.8024 | 0.52835 | 36.8318 | 2.6876 | 69.7888 | 11.7173 | 2.3074 | -8.561 | 33.3862 | -0.7689 | 36.6585 | 1.8318
3594 | 0.25055 | -7.433 | 13.8326 | -6.1405 | 35.7664 | 0.48705 | 36.7704 | 2.6263 | 69.7748 | 11.7161 | 2.3177 | -8.5507 | 33.4432 | -0.71185 | 36.564 | 1.7374
3595 | 0.27268 | -7.3959 | 13.8256 | -6.1467 | 35.7304 | 0.45392 | 36.7269 | 2.583 | 69.7608 | 11.6961 | 2.2787 | -8.5897 | 33.5326 | -0.62234 | 36.4903 | 1.6637
3596 | 0.29481 | -7.3589 | 13.8205 | -6.153 | 35.6943 | 0.42079 | 36.6834 | 2.5397 | 69.7469 | 11.6761 | 2.2397 | -8.6287 | 33.4716 | -0.6833 | 36.553 | 1.7264
3597 | 0.31694 | -7.3218 | 13.8154 | -6.1592 | 35.6583 | 0.38766 | 36.6399 | 2.4964 | 69.7329 | 11.6561 | 2.2007 | -8.6677 | 33.4765 | -0.67832 | 36.6206 | 1.794
3598 | 0.33916 | -7.2848 | 13.8103 | -6.1654 | 35.6224 | 0.35453 | 36.5965 | 2.4531 | 69.7189 | 11.6361 | 2.1618 | -8.7066 | 33.4226 | -0.73215 | 36.5974 | 1.7707
3599 | 0.40353 | -7.2478 | 13.8051 | -6.1716 | 35.63 | 0.3214 | 36.553 | 2.4097 | 69.703 | 11.6161 | 2.1228 | -8.7456 | 33.4034 | -0.75134 | 36.5502 | 1.7235
3600 | 0.4679 | -7.2107 | 13.8 | -6.1779 | 35.6376 | 0.28826 | 36.5095 | 2.3664 | 69.6871 | 11.5961 | 2.0838 | -8.7846 | 33.4185 | -0.73611 | 36.5657 | 1.739
3601 | 0.53227 | -7.1318 | 13.8072 | -6.1609 | 35.6452 | 0.31649 | 36.473 | 2.3301 | 69.6712 | 11.5826 | 2.044 | -8.8244 | 33.2871 | -0.86743 | 36.4973 | 1.6706
3602 | 0.59664 | -7.053 | 13.8227 | -6.144 | 35.6528 | 0.34471 | 36.4365 | 2.2937 | 69.6553 | 11.5692 | 2.0043 | -8.8641 | 33.2358 | -0.91868 | 36.448 | 1.6213
3603 | 0.66101 | -6.9741 | 13.8381 | -6.1271 | 35.6604 | 0.37294 | 36.3999 | 2.2573 | 69.6394 | 11.5557 | 1.9646 | -8.9038 | 33.1175 | -1.0369 | 36.434 | 1.6074
3604 | 0.72538 | -6.8952 | 13.8536 | -6.1101 | 35.668 | 0.40116 | 36.3634 | 2.221 | 69.6235 | 11.5423 | 1.9248 | -8.9436 | 33.088 | -1.0664 | 36.3993 | 1.5727
3605 | 0.79711 | -6.8163 | 13.869 | -6.0932 | 35.7046 | 0.42939 | 36.3269 | 2.1846 | 69.6106 | 11.5288 | 1.8851 | -8.9833 | 32.9785 | -1.1758 | 36.396 | 1.5694
3606 | 0.86887 | -6.7374 | 13.8845 | -6.0763 | 35.7414 | 0.45761 | 36.2904 | 2.1482 | 69.5978 | 11.5154 | 1.8453 | -9.0231 | 32.8417 | -1.3125 | 36.4363 | 1.6097
3607 | 0.94063 | -6.6684 | 13.8906 | -6.075 | 35.7781 | 0.49881 | 36.2878 | 2.1458 | 69.5849 | 11.5032 | 1.799 | -9.0694 | 32.751 | -1.4031 | 36.4042 | 1.5776
3608 | 1.0124 | -6.5993 | 13.8904 | -6.0737 | 35.8148 | 0.54001 | 36.2852 | 2.1434 | 69.572 | 11.4909 | 1.7527 | -9.1157 | 32.7048 | -1.4493 | 36.3277 | 1.501
3609 | 1.0841 | -6.5303 | 13.8902 | -6.0724 | 35.8515 | 0.5812 | 36.2827 | 2.141 | 69.5591 | 11.4787 | 1.7064 | -9.1619 | 32.6388 | -1.5152 | 36.3505 | 1.5238
3610 | 1.1559 | -6.4612 | 13.89 | -6.0711 | 35.8882 | 0.6224 | 36.2801 | 2.1386 | 69.5462 | 11.4665 | 1.6602 | -9.2082 | 32.5209 | -1.633 | 36.3027 | 1.4761
3611 | 1.2194 | -6.3922 | 13.8899 | -6.0698 | 35.9411 | 0.6636 | 36.2775 | 2.1362 | 69.562 | 11.4543 | 1.6139 | -9.2545 | 32.4492 | -1.7047 | 36.3095 | 1.4829
3612 | 1.2828 | -6.3231 | 13.8897 | -6.0685 | 35.9942 | 0.70479 | 36.275 | 2.1338 | 69.5779 | 11.4421 | 1.5676 | -9.3008 | 32.3182 | -1.8356 | 36.3975 | 1.5709
3613 | 1.3462 | -6.2617 | 13.8802 | -6.0828 | 36.0472 | 0.76397 | 36.2567 | 2.1157 | 69.5939 | 11.4724 | 1.5331 | -9.3353 | 32.2809 | -1.8728 | 36.3502 | 1.5235
3614 | 1.4096 | -6.2003 | 13.8647 | -6.0971 | 36.1003 | 0.82315 | 36.2384 | 2.0975 | 69.6099 | 11.5028 | 1.4986 | -9.3698 | 32.1951 | -1.9586 | 36.3301 | 1.5034
3615 | 1.4729 | -6.1388 | 13.8492 | -6.1114 | 36.1533 | 0.88233 | 36.2201 | 2.0794 | 69.6259 | 11.5332 | 1.4641 | -9.4043 | 32.1635 | -1.9901 | 36.3948 | 1.5681
3616 | 1.5363 | -6.0774 | 13.8336 | -6.1257 | 36.2064 | 0.94151 | 36.2018 | 2.0612 | 69.6419 | 11.5636 | 1.4296 | -9.4388 | 32.0924 | -2.0612 | 36.5155 | 1.6889
3617 | 1.5634 | -6.016 | 13.8181 | -6.14 | 36.2587 | 1.0007 | 36.1835 | 2.0431 | 69.7026 | 11.594 | 1.3951 | -9.4733 | 32.0563 | -2.0971 | 36.4623 | 1.6357
3618 | 1.59 | -5.9546 | 13.8025 | -6.1543 | 36.311 | 1.0599 | 36.1652 | 2.025 | 69.764 | 11.6244 | 1.3606 | -9.5078 | 32.0187 | -2.1347 | 36.5474 | 1.7207
3619 | 1.6166 | -5.9444 | 13.7809 | -6.1808 | 36.3633 | 1.109 | 36.16 | 2.0199 | 69.8253 | 11.7014 | 1.3357 | -9.5326 | 31.9607 | -2.1926 | 36.5606 | 1.734
3620 | 1.6432 | -5.9341 | 13.7554 | -6.2074 | 36.4156 | 1.1581 | 36.1548 | 2.0149 | 69.8866 | 11.7784 | 1.3109 | -9.5575 | 31.9813 | -2.172 | 36.6446 | 1.8179
3621 | 1.6698 | -5.9239 | 13.7298 | -6.2339 | 36.4679 | 1.2073 | 36.1496 | 2.0099 | 69.9479 | 11.8554 | 1.2861 | -9.5823 | 31.8451 | -2.3081 | 36.6787 | 1.8521
3622 | 1.6964 | -5.9137 | 13.7043 | -6.2605 | 36.5202 | 1.2564 | 36.1444 | 2.0048 | 70.0093 | 11.9324 | 1.2612 | -9.6071 | 31.9073 | -2.2458 | 36.7837 | 1.9571
3623 | 1.6666 | -5.9035 | 13.6787 | -6.287 | 36.5337 | 1.3056 | 36.1392 | 1.9998 | 69.9929 | 12.0094 | 1.2364 | -9.632 | 31.8496 | -2.3035 | 36.7016 | 1.875
3624 | 1.6359 | -5.8933 | 13.6532 | -6.3136 | 36.5464 | 1.3547 | 36.134 | 1.9948 | 69.9752 | 12.0865 | 1.2116 | -9.6568 | 31.8798 | -2.2731 | 36.9061 | 2.0795
3625 | 1.6051 | -5.9434 | 13.6403 | -6.3184 | 36.5592 | 1.3498 | 36.104 | 1.9649 | 69.9575 | 12.0224 | 1.1821 | -9.6863 | 31.8913 | -2.2616 | 36.8584 | 2.0318
3626 | 1.5743 | -5.9935 | 13.6358 | -6.3233 | 36.5719 | 1.3448 | 36.0739 | 1.935 | 69.9397 | 11.9584 | 1.1526 | -9.7158 | 31.9612 | -2.1916 | 37.026 | 2.1994
3627 | 1.5436 | -6.0436 | 13.6313 | -6.3281 | 36.5847 | 1.3399 | 36.0439 | 1.9051 | 69.922 | 11.8943 | 1.1232 | -9.7452 | 31.9207 | -2.2321 | 37.016 | 2.1894
3628 | 1.5128 | -6.0938 | 13.6268 | -6.333 | 36.5974 | 1.335 | 36.0138 | 1.8752 | 69.9042 | 11.8303 | 1.0937 | -9.7747 | 31.9674 | -2.1853 | 37.0939 | 2.2673
3629 | 1.455 | -6.1439 | 13.6223 | -6.3379 | 36.574 | 1.3301 | 35.9838 | 1.8453 | 69.8999 | 11.7662 | 1.0642 | -9.8042 | 31.981 | -2.1717 | 37.1803 | 2.3537
3630 | 1.3965 | -6.194 | 13.6178 | -6.3427 | 36.5498 | 1.3251 | 35.9537 | 1.8154 | 69.8958 | 11.7022 | 1.0347 | -9.8337 | 31.9538 | -2.1987 | 37.2791 | 2.4525
3631 | 1.338 | -6.2557 | 13.6223 | -6.3355 | 36.5255 | 1.2917 | 35.9646 | 1.8265 | 69.8918 | 11.728 | 1.0072 | -9.8612 | 31.963 | -2.1895 | 37.2332 | 2.4066
3632 | 1.2795 | -6.3175 | 13.6325 | -6.3282 | 36.5013 | 1.2582 | 35.9755 | 1.8375 | 69.8878 | 11.7538 | 0.97964 | -9.8887 | 32.0165 | -2.1359 | 37.2369 | 2.4103
3633 | 1.221 | -6.3792 | 13.6428 | -6.321 | 36.4771 | 1.2247 | 35.9864 | 1.8486 | 69.8837 | 11.7796 | 0.9521 | -9.9163 | 31.9963 | -2.156 | 37.3935 | 2.5669
3634 | 1.1626 | -6.441 | 13.653 | -6.3138 | 36.4528 | 1.1912 | 35.9973 | 1.8596 | 69.8797 | 11.8054 | 0.92456 | -9.9438 | 32.0279 | -2.1244 | 37.3806 | 2.554
3635 | 1.104 | -6.5027 | 13.6633 | -6.3065 | 36.4365 | 1.1578 | 36.0082 | 1.8707 | 69.912 | 11.8313 | 0.89702 | -9.9714 | 32.0656 | -2.0867 | 37.429 | 2.6025
3636 | 1.0455 | -6.5645 | 13.6735 | -6.2993 | 36.4203 | 1.1243 | 36.0191 | 1.8817 | 69.9453 | 11.8571 | 0.86947 | -9.9989 | 32.0129 | -2.1393 | 37.3736 | 2.547
3637 | 0.98703 | -6.6206 | 13.713 | -6.2395 | 36.4042 | 1.1169 | 36.037 | 1.8998 | 69.9786 | 11.8945 | 0.8659 | -10.0025 | 32.0723 | -2.0798 | 37.3138 | 2.4872
3638 | 0.92852 | -6.6767 | 13.7715 | -6.1797 | 36.3881 | 1.1095 | 36.0549 | 1.9179 | 70.0119 | 11.9318 | 0.86233 | -10.0061 | 32.0862 | -2.0658 | 37.3397 | 2.5131
3639 | 0.87001 | -6.7328 | 13.83 | -6.1199 | 36.372 | 1.1021 | 36.0729 | 1.936 | 70.0453 | 11.9692 | 0.85876 | -10.0096 | 32.1186 | -2.0333 | 37.2803 | 2.4537
3640 | 0.81149 | -6.7888 | 13.8885 | -6.0601 | 36.3558 | 1.0947 | 36.0908 | 1.9541 | 70.0786 | 12.0066 | 0.85519 | -10.0132 | 32.1127 | -2.0392 | 37.2299 | 2.4033
3641 | 0.7662 | -6.8449 | 13.947 | -6.0004 | 36.3602 | 1.0873 | 36.1087 | 1.9722 | 70.1482 | 12.044 | 0.85162 | -10.0168 | 32.1087 | -2.0431 | 37.0893 | 2.2628
3642 | 0.72135 | -6.901 | 14.0055 | -5.9406 | 36.3652 | 1.0799 | 36.1266 | 1.9902 | 70.219 | 12.0813 | 0.84805 | -10.0203 | 32.1144 | -2.0373 | 37.1817 | 2.3551
3643 | 0.6765 | -6.9395 | 14.0558 | -5.8937 | 36.3702 | 1.0912 | 36.2027 | 2.0664 | 70.2898 | 12.1688 | 0.87565 | -9.9927 | 32.1222 | -2.0294 | 37.0492 | 2.2226
3644 | 0.63166 | -6.9781 | 14.1008 | -5.8469 | 36.3752 | 1.1025 | 36.2787 | 2.1426 | 70.3606 | 12.2563 | 0.90326 | -9.9651 | 32.1286 | -2.023 | 37.001 | 2.1745
3645 | 0.58681 | -7.0166 | 14.1458 | -5.8 | 36.3802 | 1.1138 | 36.3547 | 2.2188 | 70.4314 | 12.3438 | 0.93086 | -9.9375 | 32.1672 | -1.9843 | 36.906 | 2.0794
3646 | 0.54196 | -7.0551 | 14.1907 | -5.7532 | 36.3852 | 1.1251 | 36.4308 | 2.295 | 70.5022 | 12.4313 | 0.95846 | -9.9099 | 32.1484 | -2.003 | 36.8855 | 2.0589
3647 | 0.51852 | -7.0937 | 14.2357 | -5.7063 | 36.3956 | 1.1364 | 36.5068 | 2.3712 | 70.5672 | 12.5188 | 0.98607 | -9.8823 | 32.1799 | -1.9715 | 36.8392 | 2.0126
3648 | 0.49593 | -7.1322 | 14.2807 | -5.6595 | 36.4061 | 1.1477 | 36.5828 | 2.4474 | 70.632 | 12.6063 | 1.0137 | -9.8547 | 32.1663 | -1.9851 | 36.7838 | 1.9572
3649 | 0.47334 | -7.1462 | 14.3113 | -5.6345 | 36.4166 | 1.1581 | 36.6394 | 2.5041 | 70.6967 | 12.6604 | 1.1083 | -9.7601 | 32.1258 | -2.0255 | 36.5745 | 1.7479
3650 | 0.45074 | -7.1602 | 14.3325 | -5.6094 | 36.4271 | 1.1685 | 36.696 | 2.5609 | 70.7615 | 12.7145 | 1.2029 | -9.6655 | 32.1434 | -2.0077 | 36.5807 | 1.7541
3651 | 0.42815 | -7.1743 | 14.3538 | -5.5844 | 36.4377 | 1.1789 | 36.7526 | 2.6176 | 70.8262 | 12.7686 | 1.2975 | -9.5709 | 32.236 | -1.9151 | 36.5307 | 1.7042
3652 | 0.40555 | -7.1883 | 14.3751 | -5.5594 | 36.4482 | 1.1893 | 36.8091 | 2.6744 | 70.891 | 12.8227 | 1.3921 | -9.4763 | 32.2064 | -1.9447 | 36.4301 | 1.6036
3653 | 0.39824 | -7.2023 | 14.3963 | -5.5344 | 36.4358 | 1.1997 | 36.8657 | 2.7311 | 70.9254 | 12.8768 | 1.4867 | -9.3817 | 32.2873 | -1.8637 | 36.367 | 1.5404
3654 | 0.39161 | -7.2163 | 14.4176 | -5.5094 | 36.4224 | 1.2101 | 36.9223 | 2.7878 | 70.9585 | 12.9309 | 1.5813 | -9.2871 | 32.3291 | -1.8218 | 36.2802 | 1.4537
3655 | 0.38497 | -7.2185 | 14.4096 | -5.5352 | 36.409 | 1.1855 | 36.9764 | 2.8421 | 70.9915 | 12.9542 | 1.6809 | -9.1875 | 32.3494 | -1.8014 | 36.3166 | 1.49
3656 | 0.37834 | -7.2208 | 14.3829 | -5.5611 | 36.3957 | 1.1608 | 37.0305 | 2.8964 | 71.0246 | 12.9775 | 1.7805 | -9.0879 | 32.4983 | -1.6525 | 36.2728 | 1.4462
3657 | 0.37171 | -7.223 | 14.3563 | -5.587 | 36.3823 | 1.1362 | 37.0846 | 2.9507 | 71.0577 | 13.0008 | 1.8801 | -8.9883 | 32.4525 | -1.6982 | 36.1072 | 1.2806
3658 | 0.36508 | -7.2252 | 14.3296 | -5.6129 | 36.3689 | 1.1115 | 37.1388 | 3.0049 | 71.0907 | 13.0241 | 1.9797 | -8.8887 | 32.537 | -1.6136 | 36.0341 | 1.2076
3659 | 0.37166 | -7.2274 | 14.3029 | -5.6388 | 36.3392 | 1.0869 | 37.1929 | 3.0592 | 71.0312 | 13.0473 | 2.0793 | -8.789 | 32.5682 | -1.5824 | 35.9855 | 1.159
3660 | 0.37891 | -7.2296 | 14.2762 | -5.6647 | 36.3088 | 1.0622 | 37.247 | 3.1135 | 70.9669 | 13.0706 | 2.179 | -8.6894 | 32.6696 | -1.4809 | 36.0489 | 1.2223
3661 | 0.38615 | -7.217 | 14.2472 | -5.6961 | 36.2783 | 1.0292 | 37.2038 | 3.0704 | 70.9027 | 12.9646 | 2.2334 | -8.635 | 32.7302 | -1.4202 | 36.0706 | 1.244
3662 | 0.3934 | -7.2044 | 14.2169 | -5.7275 | 36.2479 | 0.9962 | 37.1605 | 3.0273 | 70.8385 | 12.8586 | 2.2879 | -8.5805 | 32.8406 | -1.3097 | 35.9641 | 1.1376
3663 | 0.40064 | -7.1917 | 14.1865 | -5.7588 | 36.2174 | 0.9632 | 37.1173 | 2.9843 | 70.7742 | 12.7526 | 2.3423 | -8.5261 | 32.8484 | -1.3019 | 36.0916 | 1.2651
3664 | 0.40789 | -7.1791 | 14.1562 | -5.7902 | 36.1869 | 0.93019 | 37.0741 | 2.9412 | 70.71 | 12.6466 | 2.3968 | -8.4716 | 32.9388 | -1.2115 | 35.9945 | 1.168
3665 | 0.42781 | -7.1664 | 14.1258 | -5.8216 | 36.123 | 0.89718 | 37.0308 | 2.8981 | 70.5856 | 12.5406 | 2.4512 | -8.4172 | 33.0491 | -1.1011 | 35.9732 | 1.1467
3666 | 0.44844 | -7.1538 | 14.0954 | -5.8529 | 36.0572 | 0.86417 | 36.9876 | 2.8551 | 70.4578 | 12.4347 | 2.5057 | -8.3627 | 33.0606 | -1.0895 | 35.9274 | 1.1009
3667 | 0.46907 | -7.1285 | 14.0781 | -5.862 | 35.9914 | 0.78287 | 36.9051 | 2.7727 | 70.33 | 12.2968 | 2.5014 | -8.367 | 33.0756 | -1.0744 | 36.0225 | 1.196
3668 | 0.4897 | -7.1032 | 14.069 | -5.871 | 35.9256 | 0.70156 | 36.8226 | 2.6904 | 70.2022 | 12.1589 | 2.4971 | -8.3713 | 33.1309 | -1.019 | 35.9578 | 1.1313
3669 | 0.51033 | -7.0779 | 14.0599 | -5.88 | 35.8598 | 0.62026 | 36.7401 | 2.6081 | 70.0744 | 12.0211 | 2.4928 | -8.3756 | 33.2644 | -0.88548 | 35.9939 | 1.1674
3670 | 0.53096 | -7.0526 | 14.0509 | -5.889 | 35.794 | 0.53895 | 36.6577 | 2.5258 | 69.9466 | 11.8832 | 2.4885 | -8.3799 | 33.2125 | -0.93736 | 36.0442 | 1.2177
3671 | 0.56144 | -7.0273 | 14.0418 | -5.8981 | 35.7447 | 0.45765 | 36.5752 | 2.4434 | 69.8462 | 11.7454 | 2.4842 | -8.3842 | 33.2526 | -0.8972 | 36.1651 | 1.3386
3672 | 0.59252 | -7.002 | 14.0327 | -5.9071 | 35.6966 | 0.37634 | 36.4927 | 2.3611 | 69.7474 | 11.6075 | 2.4799 | -8.3885 | 33.3595 | -0.79016 | 36.093 | 1.2665
3673 | 0.6236 | -6.9673 | 14.0283 | -5.9099 | 35.6484 | 0.34423 | 36.4262 | 2.2948 | 69.6486 | 11.5278 | 2.4228 | -8.4456 | 33.3219 | -0.8277 | 36.1357 | 1.3092
3674 | 0.65469 | -6.9326 | 14.0269 | -5.9127 | 35.6002 | 0.31211 | 36.3597 | 2.2284 | 69.5498 | 11.448 | 2.3657 | -8.5027 | 33.4139 | -0.73563 | 36.0747 | 1.2482
3675 | 0.68577 | -6.8979 | 14.0254 | -5.9156 | 35.552 | 0.28 | 36.2932 | 2.1621 | 69.451 | 11.3683 | 2.3085 | -8.5599 | 33.399 | -0.75051 | 36.1248 | 1.2983
3676 | 0.71685 | -6.8632 | 14.0239 | -5.9184 | 35.5038 | 0.24789 | 36.2267 | 2.0957 | 69.3522 | 11.2886 | 2.2514 | -8.617 | 33.3727 | -0.77675 | 36.1503 | 1.3238
3677 | 0.76749 | -6.8286 | 14.0225 | -5.9212 | 35.5074 | 0.21577 | 36.1602 | 2.0294 | 69.3119 | 11.2088 | 2.1943 | -8.6741 | 33.328 | -0.82137 | 36.2219 | 1.3954
3678 | 0.81945 | -6.7939 | 14.021 | -5.924 | 35.5145 | 0.18366 | 36.0937 | 1.9631 | 69.2755 | 11.1291 | 2.1372 | -8.7312 | 33.3449 | -0.80435 | 36.1313 | 1.3048
3679 | 0.87141 | -6.7328 | 14.0351 | -5.899 | 35.5216 | 0.20968 | 36.0128 | 1.8824 | 69.2392 | 11.1138 | 2.0572 | -8.8111 | 33.2131 | -0.9361 | 36.242 | 1.4155
3680 | 0.92336 | -6.6718 | 14.0589 | -5.874 | 35.5287 | 0.2357 | 35.932 | 1.8017 | 69.2028 | 11.0985 | 1.9773 | -8.891 | 33.237 | -0.91217 | 36.207 | 1.3804
3681 | 0.97532 | -6.6108 | 14.0828 | -5.8489 | 35.5358 | 0.26172 | 35.8511 | 1.721 | 69.1665 | 11.0832 | 1.8974 | -8.971 | 33.1127 | -1.0364 | 36.1901 | 1.3636
3682 | 1.0273 | -6.5498 | 14.1067 | -5.8239 | 35.5429 | 0.28774 | 35.7703 | 1.6403 | 69.1301 | 11.0679 | 1.8175 | -9.0509 | 33.1453 | -1.0038 | 36.197 | 1.3705
3683 | 1.0877 | -6.4888 | 14.1305 | -5.7989 | 35.5882 | 0.31376 | 35.6894 | 1.5596 | 69.1126 | 11.0526 | 1.7376 | -9.1308 | 32.9032 | -1.2457 | 36.2057 | 1.3792
3684 | 1.1488 | -6.4278 | 14.1544 | -5.7738 | 35.6362 | 0.33978 | 35.6086 | 1.4789 | 69.0965 | 11.0373 | 1.6577 | -9.2107 | 32.8939 | -1.255 | 36.2492 | 1.4227
3685 | 1.2098 | -6.3659 | 14.171 | -5.76 | 35.6843 | 0.3985 | 35.607 | 1.4775 | 69.0803 | 11.0211 | 1.5899 | -9.2784 | 32.8328 | -1.316 | 36.2098 | 1.3833
3686 | 1.2709 | -6.304 | 14.1831 | -5.7462 | 35.7323 | 0.45721 | 35.6054 | 1.476 | 69.0642 | 11.005 | 1.5222 | -9.3462 | 32.6484 | -1.5003 | 36.2256 | 1.3991
3687 | 1.3319 | -6.2421 | 14.1952 | -5.7324 | 35.7803 | 0.51593 | 35.6038 | 1.4746 | 69.048 | 10.9888 | 1.4544 | -9.414 | 32.654 | -1.4947 | 36.2251 | 1.3986
3688 | 1.393 | -6.1802 | 14.2073 | -5.7186 | 35.8284 | 0.57465 | 35.6022 | 1.4732 | 69.0319 | 10.9726 | 1.3866 | -9.4817 | 32.6158 | -1.5329 | 36.2369 | 1.4104
3689 | 1.456 | -6.1183 | 14.2194 | -5.7048 | 35.8904 | 0.63337 | 35.6006 | 1.4718 | 69.0744 | 10.9565 | 1.3189 | -9.5495 | 32.5056 | -1.643 | 36.2496 | 1.4231
3690 | 1.5192 | -6.0563 | 14.2315 | -5.691 | 35.9535 | 0.69208 | 35.599 | 1.4703 | 69.1216 | 10.9403 | 1.2511 | -9.6173 | 32.361 | -1.7875 | 36.204 | 1.3775
3691 | 1.5824 | -5.9917 | 14.2309 | -5.697 | 36.0166 | 0.75752 | 35.5946 | 1.4661 | 69.1688 | 11.0178 | 1.1879 | -9.6805 | 32.456 | -1.6924 | 36.128 | 1.3015
3692 | 1.6456 | -5.9271 | 14.2224 | -5.703 | 36.0797 | 0.82296 | 35.5901 | 1.4618 | 69.216 | 11.0953 | 1.1248 | -9.7436 | 32.3032 | -1.8452 | 36.1545 | 1.328
3693 | 1.7088 | -5.8624 | 14.2138 | -5.7089 | 36.1428 | 0.88839 | 35.5857 | 1.4575 | 69.2632 | 11.1728 | 1.0616 | -9.8068 | 32.2111 | -1.9372 | 36.2278 | 1.4013
3694 | 1.772 | -5.7978 | 14.2053 | -5.7149 | 36.2059 | 0.95383 | 35.5813 | 1.4532 | 69.3104 | 11.2503 | 0.99846 | -9.8699 | 32.106 | -2.0423 | 36.2571 | 1.4306
3695 | 1.7968 | -5.7331 | 14.1968 | -5.7209 | 36.2518 | 1.0193 | 35.5768 | 1.449 | 69.3625 | 11.3278 | 0.9353 | -9.9331 | 32.1575 | -1.9906 | 36.3524 | 1.5259
3696 | 1.8184 | -5.6685 | 14.1883 | -5.7268 | 36.2962 | 1.0847 | 35.5724 | 1.4447 | 69.4151 | 11.4054 | 0.87214 | -9.9962 | 32.0563 | -2.0918 | 36.3626 | 1.5362
3697 | 1.84 | -5.6663 | 14.161 | -5.7658 | 36.3406 | 1.1195 | 35.5856 | 1.4581 | 69.4677 | 11.4466 | 0.86376 | -10.0046 | 32.0417 | -2.1063 | 36.4267 | 1.6002
3698 | 1.8616 | -5.6642 | 14.122 | -5.8048 | 36.385 | 1.1542 | 35.5988 | 1.4714 | 69.5202 | 11.4878 | 0.85538 | -10.013 | 32.0033 | -2.1446 | 36.3461 | 1.5196
3699 | 1.8832 | -5.662 | 14.083 | -5.8438 | 36.4295 | 1.189 | 35.6121 | 1.4848 | 69.5728 | 11.529 | 0.84701 | -10.0214 | 31.936 | -2.2119 | 36.3492 | 1.5227
3700 | 1.9048 | -5.6598 | 14.044 | -5.8827 | 36.4739 | 1.2237 | 35.6253 | 1.4982 | 69.6254 | 11.5703 | 0.83863 | -10.0297 | 31.9404 | -2.2074 | 36.4579 | 1.6314
3701 | 1.8725 | -5.6577 | 14.005 | -5.9217 | 36.5061 | 1.2585 | 35.6385 | 1.5116 | 69.7038 | 11.6115 | 0.83026 | -10.0381 | 31.8699 | -2.2779 | 36.4467 | 1.6202
3702 | 1.8354 | -5.6555 | 13.966 | -5.9607 | 36.5372 | 1.2933 | 35.6517 | 1.525 | 69.7846 | 11.6527 | 0.82188 | -10.0465 | 31.9031 | -2.2446 | 36.4703 | 1.6438
3703 | 1.7983 | -5.7102 | 13.9322 | -5.9931 | 36.5683 | 1.3229 | 35.6365 | 1.5099 | 69.8653 | 11.7524 | 0.8339 | -10.0345 | 31.9635 | -2.1841 | 36.6321 | 1.8056
3704 | 1.7611 | -5.7649 | 13.9016 | -6.0256 | 36.5994 | 1.3525 | 35.6212 | 1.4948 | 69.9461 | 11.8521 | 0.84592 | -10.0225 | 31.9843 | -2.1632 | 36.5192 | 1.6927
3705 | 1.724 | -5.8197 | 13.8711 | -6.058 | 36.6305 | 1.3822 | 35.6059 | 1.4797 | 70.0269 | 11.9518 | 0.85794 | -10.0104 | 31.968 | -2.1795 | 36.5641 | 1.7376
3706 | 1.6869 | -5.8744 | 13.8405 | -6.0904 | 36.6616 | 1.4118 | 35.5906 | 1.4646 | 70.1077 | 12.0515 | 0.86996 | -9.9984 | 31.9948 | -2.1527 | 36.5716 | 1.7451
3707 | 1.6037 | -5.9291 | 13.81 | -6.1228 | 36.6488 | 1.4414 | 35.5754 | 1.4494 | 70.1628 | 12.1512 | 0.88199 | -9.9864 | 32.1158 | -2.0316 | 36.7152 | 1.8888
3708 | 1.516 | -5.9838 | 13.7794 | -6.1553 | 36.6319 | 1.4711 | 35.5601 | 1.4343 | 70.2156 | 12.2509 | 0.89401 | -9.9744 | 32.102 | -2.0452 | 36.7636 | 1.9371
3709 | 1.4284 | -6.086 | 13.7713 | -6.1511 | 36.6149 | 1.4325 | 35.5597 | 1.4341 | 70.2683 | 12.2821 | 0.90119 | -9.9672 | 32.067 | -2.0803 | 36.7458 | 1.9194
3710 | 1.3407 | -6.1882 | 13.7769 | -6.147 | 36.5979 | 1.394 | 35.5594 | 1.434 | 70.321 | 12.3132 | 0.90836 | -9.96 | 32.1696 | -1.9776 | 36.7405 | 1.914
3711 | 1.2531 | -6.2904 | 13.7826 | -6.1428 | 36.5809 | 1.3555 | 35.5591 | 1.4338 | 70.3737 | 12.3444 | 0.91554 | -9.9528 | 32.1625 | -1.9846 | 36.8418 | 2.0153
3712 | 1.1654 | -6.3926 | 13.7883 | -6.1387 | 36.5639 | 1.3169 | 35.5587 | 1.4336 | 70.4264 | 12.3755 | 0.92271 | -9.9457 | 32.2514 | -1.8957 | 36.8599 | 2.0335
3713 | 1.0578 | -6.4948 | 13.7939 | -6.1346 | 36.5217 | 1.2784 | 35.5584 | 1.4334 | 70.4965 | 12.4067 | 0.92989 | -9.9385 | 32.2744 | -1.8726 | 36.8936 | 2.0671
3714 | 0.94816 | -6.597 | 13.7996 | -6.1304 | 36.477 | 1.2399 | 35.558 | 1.4332 | 70.5684 | 12.4378 | 0.93707 | -9.9313 | 32.2359 | -1.911 | 36.9452 | 2.1187
3715 | 0.83851 | -6.7093 | 13.8239 | -6.0953 | 36.4322 | 1.1925 | 35.5719 | 1.4473 | 70.6402 | 12.529 | 0.96149 | -9.9069 | 32.3792 | -1.7676 | 36.9308 | 2.1044
3716 | 0.72886 | -6.8216 | 13.8596 | -6.0602 | 36.3875 | 1.1451 | 35.5859 | 1.4614 | 70.7121 | 12.6202 | 0.98591 | -9.8825 | 32.3448 | -1.8019 | 36.9627 | 2.1363
3717 | 0.61921 | -6.9339 | 13.8953 | -6.025 | 36.3428 | 1.0977 | 35.5998 | 1.4755 | 70.784 | 12.7114 | 1.0103 | -9.858 | 32.3981 | -1.7486 | 36.8405 | 2.0141
3718 | 0.50956 | -7.0461 | 13.931 | -5.9899 | 36.298 | 1.0503 | 35.6137 | 1.4896 | 70.8558 | 12.8026 | 1.0348 | -9.8336 | 32.4142 | -1.7324 | 36.9225 | 2.0961
3719 | 0.40061 | -7.1584 | 13.9668 | -5.9548 | 36.2532 | 1.003 | 35.6276 | 1.5036 | 70.8297 | 12.8938 | 1.0592 | -9.8092 | 32.385 | -1.7615 | 36.926 | 2.0996
3720 | 0.29174 | -7.2707 | 14.0025 | -5.9197 | 36.2084 | 0.95559 | 35.6415 | 1.5177 | 70.7929 | 12.985 | 1.0836 | -9.7848 | 32.4192 | -1.7273 | 36.81 | 1.9835
3721 | 0.18287 | -7.3772 | 14.0469 | -5.8681 | 36.1636 | 0.9122 | 35.6587 | 1.5351 | 70.7561 | 12.8893 | 1.1146 | -9.7538 | 32.4297 | -1.7168 | 36.7206 | 1.8941
3722 | 0.073993 | -7.4836 | 14.0967 | -5.8165 | 36.1188 | 0.86882 | 35.676 | 1.5525 | 70.7193 | 12.7935 | 1.1456 | -9.7228 | 32.4537 | -1.6927 | 36.7352 | 1.9088
3723 | -0.03488 | -7.5901 | 14.1465 | -5.7649 | 36.074 | 0.82544 | 35.6932 | 1.5698 | 70.6825 | 12.6978 | 1.1765 | -9.6918 | 32.4509 | -1.6954 | 36.6906 | 1.8642
3724 | -0.14375 | -7.6965 | 14.1963 | -5.7134 | 36.0291 | 0.78205 | 35.7104 | 1.5872 | 70.6456 | 12.602 | 1.2075 | -9.6609 | 32.4906 | -1.6556 | 36.789 | 1.9626
3725 | -0.20671 | -7.803 | 14.2461 | -5.6618 | 36.0097 | 0.73867 | 35.7276 | 1.6046 | 70.6209 | 12.5063 | 1.2385 | -9.6299 | 32.4911 | -1.6551 | 36.6726 | 1.8461
3726 | -0.2644 | -7.9094 | 14.2959 | -5.6102 | 35.9932 | 0.69529 | 35.7448 | 1.622 | 70.5976 | 12.4105 | 1.2695 | -9.5989 | 32.5399 | -1.6062 | 36.605 | 1.7786
3727 | -0.32208 | -7.9438 | 14.3324 | -5.5798 | 35.9767 | 0.69145 | 35.8252 | 1.7025 | 70.5743 | 12.4211 | 1.3027 | -9.5657 | 32.5476 | -1.5985 | 36.5799 | 1.7535
3728 | -0.37976 | -7.9781 | 14.3608 | -5.5495 | 35.9602 | 0.68761 | 35.9056 | 1.7831 | 70.551 | 12.4316 | 1.3358 | -9.5325 | 32.548 | -1.598 | 36.4688 | 1.6424
3729 | -0.43744 | -8.0124 | 14.3891 | -5.5192 | 35.9437 | 0.68378 | 35.986 | 1.8637 | 70.5277 | 12.4421 | 1.369 | -9.4993 | 32.5612 | -1.5847 | 36.4907 | 1.6643
3730 | -0.49513 | -8.0467 | 14.4175 | -5.4888 | 35.9272 | 0.67994 | 36.0665 | 1.9443 | 70.5044 | 12.4526 | 1.4022 | -9.4662 | 32.5204 | -1.6254 | 36.376 | 1.5496
3731 | -0.49673 | -8.0811 | 14.4459 | -5.4585 | 35.9217 | 0.67611 | 36.1469 | 2.0249 | 70.5016 | 12.4631 | 1.4354 | -9.433 | 32.5505 | -1.5953 | 36.3524 | 1.526
3732 | -0.49154 | -8.1154 | 14.4743 | -5.4281 | 35.9175 | 0.67227 | 36.2273 | 2.1054 | 70.5014 | 12.4737 | 1.4686 | -9.3998 | 32.5574 | -1.5883 | 36.3096 | 1.4831
3733 | -0.48635 | -8.0912 | 14.4874 | -5.4219 | 35.9134 | 0.66817 | 36.2423 | 2.1206 | 70.5012 | 12.4689 | 1.5082 | -9.3602 | 32.4773 | -1.6683 | 36.2249 | 1.3984
3734 | -0.48116 | -8.067 | 14.4914 | -5.4158 | 35.9092 | 0.66406 | 36.2573 | 2.1357 | 70.501 | 12.4641 | 1.5478 | -9.3206 | 32.6267 | -1.5188 | 36.177 | 1.3506
3735 | -0.47597 | -8.0428 | 14.4953 | -5.4096 | 35.905 | 0.65995 | 36.2722 | 2.1509 | 70.5007 | 12.4593 | 1.5874 | -9.281 | 32.6413 | -1.5043 | 36.1458 | 1.3194
3736 | -0.47077 | -8.0186 | 14.4992 | -5.4034 | 35.9008 | 0.65585 | 36.2872 | 2.166 | 70.5005 | 12.4545 | 1.627 | -9.2414 | 32.5774 | -1.5681 | 36.1735 | 1.3471
3737 | -0.43416 | -7.9944 | 14.5032 | -5.3973 | 35.902 | 0.65174 | 36.3022 | 2.1812 | 70.4361 | 12.4497 | 1.6666 | -9.2018 | 32.5418 | -1.6036 | 36.0534 | 1.227
3738 | -0.39354 | -7.9702 | 14.5071 | -5.3911 | 35.9039 | 0.64764 | 36.3172 | 2.1963 | 70.3636 | 12.4449 | 1.7062 | -9.1621 | 32.609 | -1.5363 | 36.0188 | 1.1924
3739 | -0.35292 | -7.9212 | 14.4944 | -5.4134 | 35.9058 | 0.65255 | 36.3507 | 2.23 | 70.2911 | 12.3418 | 1.7084 | -9.16 | 32.607 | -1.5382 | 36.0398 | 1.2133
3740 | -0.3123 | -7.8722 | 14.4715 | -5.4356 | 35.9078 | 0.65747 | 36.3841 | 2.2636 | 70.2186 | 12.2386 | 1.7105 | -9.1579 | 32.6875 | -1.4577 | 35.9792 | 1.1528
3741 | -0.27168 | -7.8233 | 14.4487 | -5.4578 | 35.9097 | 0.66239 | 36.4176 | 2.2973 | 70.1461 | 12.1354 | 1.7126 | -9.1558 | 32.6554 | -1.4897 | 36.0576 | 1.2312
3742 | -0.23106 | -7.7743 | 14.4258 | -5.4801 | 35.9116 | 0.6673 | 36.4511 | 2.3309 | 70.0735 | 12.0323 | 1.7147 | -9.1537 | 32.7382 | -1.4069 | 35.945 | 1.1186
3743 | -0.16352 | -7.7253 | 14.403 | -5.5023 | 35.9195 | 0.67222 | 36.4846 | 2.3645 | 69.997 | 11.9291 | 1.7168 | -9.1515 | 32.6253 | -1.5197 | 35.9423 | 1.1159
3744 | -0.092375 | -7.6763 | 14.3801 | -5.5245 | 35.9283 | 0.67714 | 36.5181 | 2.3982 | 69.9199 | 11.8259 | 1.7189 | -9.1494 | 32.707 | -1.4379 | 35.9298 | 1.1034
3745 | -0.021229 | -7.5942 | 14.3561 | -5.5493 | 35.937 | 0.68786 | 36.4813 | 2.3616 | 69.8428 | 11.7611 | 1.6933 | -9.175 | 32.671 | -1.4739 | 35.899 | 1.0726
3746 | 0.049918 | -7.5121 | 14.3313 | -5.5741 | 35.9457 | 0.69859 | 36.4446 | 2.325 | 69.7657 | 11.6963 | 1.6677 | -9.2006 | 32.6605 | -1.4843 | 36.0063 | 1.1799
3747 | 0.12106 | -7.43 | 14.3065 | -5.5989 | 35.9545 | 0.70932 | 36.4078 | 2.2884 | 69.6886 | 11.6315 | 1.6421 | -9.2263 | 32.6368 | -1.508 | 35.9461 | 1.1197
3748 | 0.19221 | -7.3479 | 14.2816 | -5.6237 | 35.9632 | 0.72004 | 36.371 | 2.2518 | 69.6114 | 11.5666 | 1.6165 | -9.2519 | 32.6621 | -1.4826 | 35.9066 | 1.0802
3749 | 0.24887 | -7.2658 | 14.2568 | -5.6485 | 35.9805 | 0.73077 | 36.3343 | 2.2152 | 69.5873 | 11.5018 | 1.5909 | -9.2775 | 32.6934 | -1.4512 | 35.918 | 1.0916
3750 | 0.30348 | -7.1837 | 14.232 | -5.6733 | 35.9989 | 0.7415 | 36.2975 | 2.1786 | 69.5705 | 11.437 | 1.5653 | -9.3031 | 32.664 | -1.4805 | 35.943 | 1.1166
3751 | 0.3581 | -7.1408 | 14.2116 | -5.6912 | 36.0173 | 0.76369 | 36.2601 | 2.1413 | 69.5537 | 11.4425 | 1.5176 | -9.3508 | 32.673 | -1.4715 | 36.0009 | 1.1745
3752 | 0.41272 | -7.0978 | 14.1938 | -5.7091 | 36.0358 | 0.78588 | 36.2227 | 2.1041 | 69.537 | 11.448 | 1.4699 | -9.3984 | 32.5983 | -1.5461 | 35.989 | 1.1626
3753 | 0.46734 | -7.0548 | 14.1759 | -5.727 | 36.0542 | 0.80807 | 36.1852 | 2.0668 | 69.5202 | 11.4534 | 1.4223 | -9.4461 | 32.5859 | -1.5584 | 36.0138 | 1.1874
3754 | 0.52196 | -7.0119 | 14.1581 | -5.745 | 36.0727 | 0.83026 | 36.1478 | 2.0295 | 69.5034 | 11.4589 | 1.3746 | -9.4938 | 32.6148 | -1.5295 | 36.013 | 1.1866
3755 | 0.56395 | -6.9689 | 14.1403 | -5.7629 | 36.0898 | 0.85246 | 36.1104 | 1.9923 | 69.4896 | 11.4644 | 1.3269 | -9.5415 | 32.5511 | -1.5931 | 35.9897 | 1.1633
3756 | 0.60408 | -6.926 | 14.1225 | -5.7808 | 36.1068 | 0.87465 | 36.0729 | 1.955 | 69.4762 | 11.4699 | 1.2792 | -9.5892 | 32.5777 | -1.5665 | 36.023 | 1.1966
3757 | 0.64421 | -6.8863 | 14.1098 | -5.79 | 36.1237 | 0.88948 | 36.0032 | 1.8854 | 69.4628 | 11.4483 | 1.2233 | -9.645 | 32.5446 | -1.5995 | 36.0955 | 1.2691
3758 | 0.68434 | -6.8466 | 14.1001 | -5.7991 | 36.1407 | 0.90432 | 35.9334 | 1.8158 | 69.4494 | 11.4267 | 1.1675 | -9.7009 | 32.5728 | -1.5712 | 36.0599 | 1.2336
3759 | 0.72447 | -6.8069 | 14.0905 | -5.8083 | 36.1577 | 0.91915 | 35.8636 | 1.7462 | 69.436 | 11.4052 | 1.1116 | -9.7568 | 32.4635 | -1.6804 | 36.1494 | 1.3231
3760 | 0.7646 | -6.7672 | 14.0808 | -5.8175 | 36.1746 | 0.93399 | 35.7939 | 1.6766 | 69.4226 | 11.3836 | 1.0558 | -9.8126 | 32.444 | -1.6999 | 36.1514 | 1.325
3761 | 0.79274 | -6.7276 | 14.0712 | -5.8267 | 36.2032 | 0.94883 | 35.7241 | 1.607 | 69.4532 | 11.3621 | 0.9999 | -9.8685 | 32.3995 | -1.7443 | 36.1763 | 1.3499
3762 | 0.81905 | -6.6879 | 14.0615 | -5.8358 | 36.2336 | 0.96366 | 35.6544 | 1.5374 | 69.4905 | 11.3405 | 0.94404 | -9.9243 | 32.3775 | -1.7662 | 36.2096 | 1.3832
3763 | 0.84535 | -6.6668 | 14.0511 | -5.8456 | 36.264 | 1.0013 | 35.6145 | 1.4977 | 69.5279 | 11.4048 | 0.89174 | -9.9766 | 32.3604 | -1.7833 | 36.2478 | 1.4214
3764 | 0.87165 | -6.6457 | 14.0401 | -5.8553 | 36.2944 | 1.039 | 35.5747 | 1.4581 | 69.5652 | 11.4691 | 0.83944 | -10.0289 | 32.2911 | -1.8525 | 36.2461 | 1.4197
3765 | 0.89795 | -6.6246 | 14.0292 | -5.865 | 36.3248 | 1.0766 | 35.5349 | 1.4184 | 69.6026 | 11.5334 | 0.78714 | -10.0812 | 32.3044 | -1.8391 | 36.1618 | 1.3355
3766 | 0.92425 | -6.6035 | 14.0183 | -5.8747 | 36.3552 | 1.1143 | 35.495 | 1.3788 | 69.6399 | 11.5977 | 0.73484 | -10.1335 | 32.2803 | -1.8632 | 36.2586 | 1.4323
3767 | 0.93016 | -6.5824 | 14.0074 | -5.8845 | 36.3659 | 1.1519 | 35.4552 | 1.3391 | 69.7007 | 11.662 | 0.68254 | -10.1858 | 32.1846 | -1.9589 | 36.3358 | 1.5094
3768 | 0.93279 | -6.5613 | 13.9965 | -5.8942 | 36.3734 | 1.1896 | 35.4154 | 1.2994 | 69.7652 | 11.7263 | 0.63024 | -10.2381 | 32.2217 | -1.9216 | 36.2858 | 1.4594
3769 | 0.93542 | -6.5661 | 13.9788 | -5.9159 | 36.381 | 1.1838 | 35.4086 | 1.2928 | 69.8297 | 11.7914 | 0.62317 | -10.2452 | 32.1892 | -1.9541 | 36.2673 | 1.4409
3770 | 0.93806 | -6.5709 | 13.9572 | -5.9376 | 36.3886 | 1.1781 | 35.4018 | 1.2862 | 69.8942 | 11.8564 | 0.61609 | -10.2523 | 32.1698 | -1.9734 | 36.3674 | 1.5411
3771 | 0.94069 | -6.5758 | 13.9356 | -5.9593 | 36.3961 | 1.1724 | 35.395 | 1.2795 | 69.9588 | 11.9214 | 0.60901 | -10.2594 | 32.1194 | -2.0238 | 36.3666 | 1.5402
3772 | 0.94333 | -6.5806 | 13.9139 | -5.981 | 36.4037 | 1.1667 | 35.3882 | 1.2729 | 70.0233 | 11.9864 | 0.60194 | -10.2664 | 32.1351 | -2.008 | 36.2822 | 1.4558
3773 | 0.92387 | -6.5854 | 13.8923 | -6.0027 | 36.4055 | 1.1609 | 35.3814 | 1.2663 | 70.0817 | 12.0514 | 0.59486 | -10.2735 | 32.1306 | -2.0124 | 36.3968 | 1.5704
3774 | 0.90072 | -6.5903 | 13.8707 | -6.0244 | 36.4064 | 1.1552 | 35.3746 | 1.2597 | 70.139 | 12.1164 | 0.58779 | -10.2806 | 32.1762 | -1.9668 | 36.3557 | 1.5293
3775 | 0.87757 | -6.6208 | 13.8542 | -6.0376 | 36.4073 | 1.1593 | 35.3481 | 1.2333 | 70.1964 | 12.1707 | 0.59887 | -10.2695 | 32.1272 | -2.0157 | 36.4622 | 1.6359
3776 | 0.85442 | -6.6513 | 13.8407 | -6.0508 | 36.4082 | 1.1634 | 35.3215 | 1.2068 | 70.2537 | 12.225 | 0.60996 | -10.2584 | 32.08 | -2.0628 | 36.3708 | 1.5445
3777 | 0.83127 | -6.6818 | 13.8273 | -6.064 | 36.409 | 1.1675 | 35.2949 | 1.1804 | 70.3111 | 12.2793 | 0.62104 | -10.2473 | 32.0796 | -2.0632 | 36.3535 | 1.5271
3778 | 0.80812 | -6.7123 | 13.8139 | -6.0772 | 36.4099 | 1.1716 | 35.2683 | 1.154 | 70.3684 | 12.3336 | 0.63213 | -10.2362 | 32.054 | -2.0887 | 36.4003 | 1.5739
3779 | 0.76073 | -6.7429 | 13.8004 | -6.0904 | 36.403 | 1.1756 | 35.2417 | 1.1276 | 70.4225 | 12.388 | 0.64321 | -10.2252 | 32.0986 | -2.0441 | 36.4743 | 1.6479
3780 | 0.70911 | -6.7734 | 13.787 | -6.1036 | 36.3948 | 1.1797 | 35.2151 | 1.1011 | 70.4759 | 12.4423 | 0.65429 | -10.2141 | 32.0669 | -2.0757 | 36.393 | 1.5666
3781 | 0.6575 | -6.8336 | 13.7761 | -6.1135 | 36.3866 | 1.1662 | 35.2228 | 1.109 | 70.5294 | 12.4957 | 0.68855 | -10.1798 | 32.0954 | -2.0472 | 36.4201 | 1.5937
3782 | 0.60589 | -6.8937 | 13.7668 | -6.1233 | 36.3783 | 1.1527 | 35.2305 | 1.1169 | 70.5828 | 12.5492 | 0.72281 | -10.1456 | 32.0644 | -2.0781 | 36.3883 | 1.5619
3783 | 0.55427 | -6.9539 | 13.7574 | -6.1332 | 36.3701 | 1.1392 | 35.2382 | 1.1247 | 70.6363 | 12.6027 | 0.75707 | -10.1113 | 32.0141 | -2.1283 | 36.4131 | 1.5867
3784 | 0.50266 | -7.0141 | 13.7481 | -6.143 | 36.3618 | 1.1258 | 35.2459 | 1.1326 | 70.6897 | 12.6561 | 0.79133 | -10.077 | 32.0605 | -2.0818 | 36.3242 | 1.4979
3785 | 0.44842 | -7.0743 | 13.7387 | -6.1529 | 36.3589 | 1.1123 | 35.2536 | 1.1404 | 70.7567 | 12.7096 | 0.82559 | -10.0428 | 32.0821 | -2.0602 | 36.3408 | 1.5145
3786 | 0.39371 | -7.1345 | 13.7294 | -6.1627 | 36.3569 | 1.0988 | 35.2613 | 1.1483 | 70.8261 | 12.763 | 0.85985 | -10.0085 | 32.1069 | -2.0353 | 36.3318 | 1.5055
3787 | 0.339 | -7.186 | 13.7294 | -6.157 | 36.355 | 1.1022 | 35.2991 | 1.1863 | 70.8955 | 12.8399 | 0.90919 | -9.9592 | 32.1091 | -2.0331 | 36.2786 | 1.4523
3788 | 0.28429 | -7.2374 | 13.735 | -6.1513 | 36.353 | 1.1055 | 35.3369 | 1.2243 | 70.9649 | 12.9168 | 0.95853 | -9.9098 | 32.0715 | -2.0706 | 36.3021 | 1.4757
3789 | 0.22958 | -7.2888 | 13.7405 | -6.1456 | 36.351 | 1.1089 | 35.3748 | 1.2623 | 71.0343 | 12.9936 | 1.0079 | -9.8605 | 32.071 | -2.0711 | 36.273 | 1.4466
3790 | 0.17486 | -7.3403 | 13.7461 | -6.1399 | 36.349 | 1.1123 | 35.4126 | 1.3003 | 71.1037 | 13.0705 | 1.0572 | -9.8111 | 32.0581 | -2.0838 | 36.1992 | 1.3729
3791 | 0.1323 | -7.3917 | 13.7516 | -6.1342 | 36.3362 | 1.1157 | 35.4504 | 1.3382 | 71.1182 | 13.1474 | 1.1066 | -9.7618 | 32.1575 | -1.9844 | 36.2398 | 1.4135
3792 | 0.092008 | -7.4432 | 13.7572 | -6.1285 | 36.3214 | 1.1191 | 35.4882 | 1.3762 | 71.1224 | 13.2242 | 1.1559 | -9.7125 | 32.1044 | -2.0375 | 36.1916 | 1.3652
3793 | 0.05172 | -7.4777 | 13.7669 | -6.1181 | 36.3066 | 1.0964 | 35.4981 | 1.3862 | 71.1266 | 13.1967 | 1.1824 | -9.686 | 32.1374 | -2.0044 | 36.2119 | 1.3856
3794 | 0.011432 | -7.5122 | 13.779 | -6.1077 | 36.2918 | 1.0738 | 35.5079 | 1.3963 | 71.1309 | 13.1692 | 1.2088 | -9.6595 | 32.0771 | -2.0646 | 36.1945 | 1.3682
3795 | -0.028855 | -7.5467 | 13.7912 | -6.0973 | 36.277 | 1.0512 | 35.5178 | 1.4063 | 71.1351 | 13.1416 | 1.2353 | -9.6331 | 32.1206 | -2.0211 | 36.1593 | 1.333
3796 | -0.069143 | -7.5813 | 13.8033 | -6.0869 | 36.2622 | 1.0285 | 35.5276 | 1.4163 | 71.1393 | 13.1141 | 1.2617 | -9.6066 | 32.1435 | -1.9981 | 36.062 | 1.2357
3797 | -0.10433 | -7.6158 | 13.8155 | -6.0765 | 36.2263 | 1.0059 | 35.5374 | 1.4263 | 71.0866 | 13.0866 | 1.2882 | -9.5802 | 32.0883 | -2.0532 | 36.0591 | 1.2328
3798 | -0.13852 | -7.6503 | 13.8276 | -6.0661 | 36.1863 | 0.98329 | 35.5473 | 1.4363 | 71.0229 | 13.0591 | 1.3146 | -9.5537 | 32.149 | -1.9924 | 36.0117 | 1.1854
3799 | -0.1727 | -7.6835 | 13.8599 | -6.0197 | 36.1463 | 0.93591 | 35.5708 | 1.4599 | 70.9591 | 12.9797 | 1.3611 | -9.5073 | 32.1849 | -1.9565 | 35.9196 | 1.0933
3800 | -0.20689 | -7.7167 | 13.904 | -5.9733 | 36.1063 | 0.88852 | 35.5942 | 1.4836 | 70.8953 | 12.9004 | 1.4076 | -9.4608 | 32.0996 | -2.0417 | 35.8323 | 1.006
3801 | -0.24108 | -7.7499 | 13.948 | -5.9269 | 36.0664 | 0.84114 | 35.6177 | 1.5072 | 70.8316 | 12.821 | 1.4541 | -9.4143 | 32.2372 | -1.9041 | 35.9278 | 1.1015
3802 | -0.27527 | -7.7831 | 13.9921 | -5.8805 | 36.0264 | 0.79376 | 35.6412 | 1.5309 | 70.7678 | 12.7417 | 1.5005 | -9.3678 | 32.1586 | -1.9826 | 35.8593 | 1.033
3803 | -0.29223 | -7.8164 | 14.0361 | -5.8341 | 36.0008 | 0.74637 | 35.6647 | 1.5545 | 70.7043 | 12.6623 | 1.547 | -9.3213 | 32.1741 | -1.967 | 35.8028 | 0.97645
3804 | -0.30571 | -7.8496 | 14.0801 | -5.7877 | 35.9782 | 0.69899 | 35.6881 | 1.5781 | 70.6408 | 12.583 | 1.5935 | -9.2749 | 32.121 | -2.02 | 35.7508 | 0.9245
3805 | -0.31918 | -7.8536 | 14.1058 | -5.7726 | 35.9555 | 0.68745 | 35.6885 | 1.5787 | 70.5774 | 12.5269 | 1.6101 | -9.2583 | 32.272 | -1.8691 | 35.6635 | 0.83724
3806 | -0.33266 | -7.8575 | 14.1209 | -5.7575 | 35.9329 | 0.67591 | 35.6889 | 1.5793 | 70.5139 | 12.4708 | 1.6267 | -9.2417 | 32.1976 | -1.9433 | 35.6963 | 0.86995
3807 | -0.34613 | -7.8615 | 14.136 | -5.7424 | 35.9103 | 0.66437 | 35.6893 | 1.5798 | 70.4504 | 12.4147 | 1.6432 | -9.2251 | 32.2614 | -1.8795 | 35.6405 | 0.81421
3808 | -0.35961 | -7.8655 | 14.1511 | -5.7273 | 35.8876 | 0.65284 | 35.6897 | 1.5804 | 70.387 | 12.3586 | 1.6598 | -9.2085 | 32.2281 | -1.9127 | 35.5648 | 0.73848
3809 | -0.3328 | -7.8695 | 14.1661 | -5.7122 | 35.8777 | 0.6413 | 35.6901 | 1.581 | 70.3048 | 12.3025 | 1.6764 | -9.192 | 32.2068 | -1.934 | 35.6389 | 0.81256
3810 | -0.29754 | -7.8735 | 14.1812 | -5.6971 | 35.8705 | 0.62976 | 35.6905 | 1.5815 | 70.2187 | 12.2464 | 1.693 | -9.1754 | 32.2619 | -1.8788 | 35.4647 | 0.63841
3811 | -0.26229 | -7.8202 | 14.1994 | -5.675 | 35.8633 | 0.6247 | 35.6922 | 1.5834 | 70.1327 | 12.1476 | 1.6912 | -9.1772 | 32.2576 | -1.883 | 35.5333 | 0.70703
3812 | -0.22703 | -7.767 | 14.2193 | -5.6528 | 35.8561 | 0.61963 | 35.6939 | 1.5852 | 70.0466 | 12.0488 | 1.6894 | -9.1789 | 32.2171 | -1.9235 | 35.4479 | 0.62165
3813 | -0.19178 | -7.7138 | 14.2393 | -5.6307 | 35.8489 | 0.61457 | 35.6955 | 1.587 | 69.9605 | 11.95 | 1.6877 | -9.1807 | 32.1204 | -2.0201 | 35.3689 | 0.54259
3814 | -0.15653 | -7.6605 | 14.2593 | -5.6086 | 35.8417 | 0.6095 | 35.6972 | 1.5889 | 69.8745 | 11.8512 | 1.6859 | -9.1825 | 32.2687 | -1.8717 | 35.3265 | 0.50019
3815 | -0.11734 | -7.6073 | 14.2792 | -5.5864 | 35.8412 | 0.60444 | 35.6989 | 1.5907 | 69.8091 | 11.7524 | 1.6841 | -9.1843 | 32.2097 | -1.9307 | 35.3483 | 0.52199
3816 | -0.077307 | -7.554 | 14.2992 | -5.5643 | 35.8421 | 0.59938 | 35.7005 | 1.5925 | 69.7483 | 11.6536 | 1.6823 | -9.186 | 32.1595 | -1.9808 | 35.3547 | 0.52845
3817 | -0.037271 | -7.5189 | 14.3013 | -5.5707 | 35.843 | 0.6031 | 35.6765 | 1.5687 | 69.6874 | 11.6097 | 1.6673 | -9.201 | 32.2056 | -1.9346 | 35.3102 | 0.48394
3818 | 0.002764 | -7.4838 | 14.2933 | -5.5771 | 35.8438 | 0.60682 | 35.6525 | 1.5448 | 69.6266 | 11.5658 | 1.6524 | -9.216 | 32.1807 | -1.9595 | 35.3287 | 0.50241
3819 | 0.042799 | -7.4487 | 14.2853 | -5.5836 | 35.8447 | 0.61054 | 35.6285 | 1.521 | 69.5658 | 11.5219 | 1.6374 | -9.231 | 32.152 | -1.9881 | 35.2295 | 0.40324
3820 | 0.082835 | -7.4136 | 14.2773 | -5.59 | 35.8456 | 0.61426 | 35.6045 | 1.4971 | 69.5049 | 11.4779 | 1.6224 | -9.246 | 32.1981 | -1.942 | 35.3452 | 0.51887
3821 | 0.13382 | -7.3785 | 14.2693 | -5.5964 | 35.8572 | 0.61798 | 35.5805 | 1.4733 | 69.4537 | 11.434 | 1.6074 | -9.2609 | 32.1518 | -1.9882 | 35.2771 | 0.45084
3822 | 0.18725 | -7.3433 | 14.2613 | -5.6028 | 35.8712 | 0.6217 | 35.5564 | 1.4494 | 69.4047 | 11.3901 | 1.5924 | -9.2759 | 32.092 | -2.0479 | 35.2505 | 0.42418
3823 | 0.24069 | -7.2811 | 14.2425 | -5.6279 | 35.8851 | 0.64036 | 35.5098 | 1.403 | 69.3557 | 11.3392 | 1.5266 | -9.3418 | 32.1003 | -2.0395 | 35.3044 | 0.47811
3824 | 0.29412 | -7.2189 | 14.2174 | -5.6529 | 35.8991 | 0.65902 | 35.4632 | 1.3565 | 69.3066 | 11.2884 | 1.4607 | -9.4077 | 32.0952 | -2.0446 | 35.365 | 0.53871
3825 | 0.34756 | -7.1567 | 14.1923 | -5.6779 | 35.9131 | 0.67768 | 35.4166 | 1.3101 | 69.2576 | 11.2375 | 1.3948 | -9.4736 | 32.0313 | -2.1084 | 35.3381 | 0.51183
3826 | 0.40099 | -7.0945 | 14.1672 | -5.703 | 35.927 | 0.69634 | 35.37 | 1.2637 | 69.2086 | 11.1867 | 1.3289 | -9.5394 | 31.9933 | -2.1463 | 35.3584 | 0.53208
3827 | 0.44043 | -7.0323 | 14.1422 | -5.728 | 35.9347 | 0.715 | 35.3234 | 1.2172 | 69.208 | 11.1358 | 1.263 | -9.6053 | 31.9604 | -2.1792 | 35.3294 | 0.50311
3828 | 0.47663 | -6.9701 | 14.1171 | -5.7531 | 35.941 | 0.73365 | 35.2768 | 1.1708 | 69.2187 | 11.085 | 1.1972 | -9.6712 | 32.0189 | -2.1207 | 35.2811 | 0.45481
3829 | 0.51283 | -6.9443 | 14.0964 | -5.7711 | 35.9473 | 0.73479 | 35.2468 | 1.141 | 69.2293 | 11.1226 | 1.1669 | -9.7014 | 31.9619 | -2.1776 | 35.3963 | 0.57003
3830 | 0.54902 | -6.9185 | 14.0783 | -5.7891 | 35.9535 | 0.73592 | 35.2168 | 1.1111 | 69.24 | 11.1602 | 1.1367 | -9.7316 | 31.9152 | -2.2243 | 35.3939 | 0.56766
3831 | 0.58522 | -6.8927 | 14.0601 | -5.8071 | 35.9598 | 0.73706 | 35.1868 | 1.0813 | 69.2507 | 11.1979 | 1.1065 | -9.7619 | 31.8734 | -2.266 | 35.3146 | 0.48837
3832 | 0.62142 | -6.8669 | 14.0419 | -5.8252 | 35.966 | 0.73819 | 35.1568 | 1.0514 | 69.2613 | 11.2355 | 1.0763 | -9.7921 | 31.9813 | -2.158 | 35.4045 | 0.5782
3833 | 0.63382 | -6.8411 | 14.0237 | -5.8432 | 35.9857 | 0.73932 | 35.1267 | 1.0216 | 69.346 | 11.2731 | 1.0461 | -9.8223 | 31.8791 | -2.2601 | 35.4201 | 0.59381
3834 | 0.64052 | -6.8154 | 14.0056 | -5.8612 | 36.0085 | 0.74046 | 35.0967 | 0.99171 | 69.4485 | 11.3108 | 1.0159 | -9.8525 | 31.8227 | -2.3165 | 35.4604 | 0.63413
3835 | 0.64722 | -6.816 | 13.9899 | -5.8742 | 36.0314 | 0.77292 | 35.0635 | 0.95866 | 69.5509 | 11.4415 | 1.0068 | -9.8616 | 31.8414 | -2.2978 | 35.4689 | 0.64263
3836 | 0.65393 | -6.8167 | 13.9757 | -5.8872 | 36.0543 | 0.80538 | 35.0303 | 0.92561 | 69.6533 | 11.5722 | 0.99768 | -9.8707 | 31.8125 | -2.3265 | 35.4059 | 0.57963
3837 | 0.66063 | -6.8174 | 13.9615 | -5.9002 | 36.0771 | 0.83784 | 34.9971 | 0.89256 | 69.7558 | 11.7029 | 0.98859 | -9.8798 | 31.8454 | -2.2936 | 35.5642 | 0.73795
3838 | 0.66733 | -6.8181 | 13.9473 | -5.9131 | 36.1 | 0.87031 | 34.9639 | 0.85951 | 69.8582 | 11.8336 | 0.9795 | -9.8889 | 31.8483 | -2.2906 | 35.5649 | 0.73863
3839 | 0.65684 | -6.8188 | 13.9331 | -5.9261 | 36.1215 | 0.90277 | 34.9306 | 0.82646 | 69.9295 | 11.9643 | 0.97042 | -9.8979 | 31.8096 | -2.3293 | 35.4435 | 0.61728
3840 | 0.6421 | -6.8194 | 13.9189 | -5.9391 | 36.1427 | 0.93523 | 34.8974 | 0.79341 | 69.993 | 12.095 | 0.96133 | -9.907 | 31.7831 | -2.3557 | 35.5466 | 0.72031
3841 | 0.62736 | -6.8394 | 13.8978 | -5.965 | 36.164 | 0.95185 | 34.8788 | 0.77491 | 70.0566 | 12.1302 | 0.96258 | -9.9058 | 31.7766 | -2.3621 | 35.6045 | 0.77826
3842 | 0.61262 | -6.8593 | 13.8728 | -5.9908 | 36.1852 | 0.96848 | 34.8601 | 0.7564 | 70.1202 | 12.1654 | 0.96384 | -9.9045 | 31.8546 | -2.2841 | 35.6003 | 0.77409
3843 | 0.59788 | -6.8793 | 13.8479 | -6.0167 | 36.2064 | 0.9851 | 34.8414 | 0.7379 | 70.1837 | 12.2006 | 0.9651 | -9.9033 | 31.783 | -2.3556 | 35.6353 | 0.80906
3844 | 0.58314 | -6.8992 | 13.8229 | -6.0426 | 36.2276 | 1.0017 | 34.8227 | 0.7194 | 70.2473 | 12.2357 | 0.96635 | -9.902 | 31.8427 | -2.2959 | 35.6561 | 0.82989
3845 | 0.55635 | -6.9191 | 13.7979 | -6.0685 | 36.2294 | 1.0184 | 34.8041 | 0.70089 | 70.3086 | 12.2709 | 0.96761 | -9.9008 | 31.7739 | -2.3646 | 35.5732 | 0.74697
3846 | 0.52649 | -6.9391 | 13.773 | -6.0944 | 36.2262 | 1.035 | 34.7854 | 0.68239 | 70.3693 | 12.3061 | 0.96887 | -9.8995 | 31.8296 | -2.3089 | 35.7637 | 0.93748
3847 | 0.49663 | -6.9724 | 13.7615 | -6.0974 | 36.2231 | 1.0236 | 34.7716 | 0.6688 | 70.4301 | 12.3781 | 0.99996 | -9.8684 | 31.864 | -2.2744 | 35.7862 | 0.95997
3848 | 0.46677 | -7.0056 | 13.7575 | -6.1004 | 36.2199 | 1.0123 | 34.7579 | 0.65521 | 70.4908 | 12.4501 | 1.031 | -9.8373 | 31.8103 | -2.328 | 35.7814 | 0.9552
3849 | 0.43691 | -7.0389 | 13.7535 | -6.1034 | 36.2168 | 1.0009 | 34.7441 | 0.64162 | 70.5515 | 12.5222 | 1.0621 | -9.8062 | 31.8331 | -2.3052 | 35.8052 | 0.979
3850 | 0.40705 | -7.0722 | 13.7496 | -6.1064 | 36.2136 | 0.98959 | 34.7304 | 0.62802 | 70.6122 | 12.5942 | 1.0932 | -9.7751 | 31.8949 | -2.2433 | 35.761 | 0.93475
3851 | 0.35613 | -7.1054 | 13.7456 | -6.1094 | 36.1952 | 0.97825 | 34.7166 | 0.61443 | 70.6421 | 12.6662 | 1.1243 | -9.744 | 31.8989 | -2.2392 | 35.7832 | 0.95698
3852 | 0.29967 | -7.1387 | 13.7416 | -6.1125 | 36.1727 | 0.9669 | 34.7029 | 0.60084 | 70.6638 | 12.7382 | 1.1554 | -9.713 | 31.9864 | -2.1517 | 35.8828 | 1.0566
3853 | 0.24321 | -7.2042 | 13.7334 | -6.1238 | 36.1503 | 0.93995 | 34.7452 | 0.64336 | 70.6855 | 12.739 | 1.2044 | -9.664 | 31.917 | -2.221 | 35.9246 | 1.0983
3854 | 0.18675 | -7.2697 | 13.7229 | -6.1351 | 36.1278 | 0.913 | 34.7876 | 0.68589 | 70.7072 | 12.7397 | 1.2533 | -9.6151 | 32.0076 | -2.1304 | 35.7758 | 0.9496
3855 | 0.13029 | -7.3352 | 13.7124 | -6.1464 | 36.1054 | 0.88605 | 34.8299 | 0.72841 | 70.729 | 12.7404 | 1.3022 | -9.5661 | 31.9947 | -2.1431 | 35.975 | 1.1487
3856 | 0.073824 | -7.4007 | 13.7018 | -6.1578 | 36.0829 | 0.8591 | 34.8723 | 0.77093 | 70.7507 | 12.7411 | 1.3512 | -9.5172 | 31.9719 | -2.166 | 35.8915 | 1.0653
3857 | 0.016738 | -7.4662 | 13.6913 | -6.1691 | 36.0672 | 0.83215 | 34.9146 | 0.81345 | 70.7622 | 12.7418 | 1.4002 | -9.4682 | 32.0466 | -2.0911 | 35.9117 | 1.0855
3858 | -0.040517 | -7.5317 | 13.6808 | -6.1804 | 36.0532 | 0.80521 | 34.957 | 0.85598 | 70.7708 | 12.7425 | 1.4491 | -9.4193 | 32.0286 | -2.1091 | 35.7714 | 0.94515
3859 | -0.097773 | -7.5846 | 13.6829 | -6.1709 | 36.0393 | 0.79705 | 34.9667 | 0.8659 | 70.7795 | 12.755 | 1.4773 | -9.391 | 31.9763 | -2.1613 | 35.8677 | 1.0415
3860 | -0.15503 | -7.6375 | 13.6922 | -6.1613 | 36.0254 | 0.78889 | 34.9765 | 0.87583 | 70.7882 | 12.7674 | 1.5055 | -9.3628 | 32.0987 | -2.0389 | 35.8547 | 1.0285
3861 | -0.21228 | -7.6905 | 13.7014 | -6.1518 | 36.0115 | 0.78074 | 34.9863 | 0.88576 | 70.7969 | 12.7799 | 1.5337 | -9.3346 | 32.061 | -2.0765 | 35.8041 | 0.97785
3862 | -0.26954 | -7.7434 | 13.7106 | -6.1422 | 35.9976 | 0.77258 | 34.996 | 0.89569 | 70.8055 | 12.7923 | 1.562 | -9.3064 | 32.0859 | -2.0516 | 35.866 | 1.0398
3863 | -0.30931 | -7.7964 | 13.7199 | -6.1327 | 35.9812 | 0.76442 | 35.0058 | 0.90562 | 70.7951 | 12.8048 | 1.5902 | -9.2782 | 32.0638 | -2.0736 | 35.659 | 0.83275
3864 | -0.3442 | -7.8493 | 13.7291 | -6.1231 | 35.9641 | 0.75627 | 35.0155 | 0.91555 | 70.7793 | 12.8172 | 1.6184 | -9.25 | 32.1619 | -1.9754 | 35.6105 | 0.78429
3865 | -0.37909 | -7.8757 | 13.74 | -6.1113 | 35.9471 | 0.73569 | 35.0388 | 0.93902 | 70.7635 | 12.7899 | 1.6301 | -9.2382 | 32.1114 | -2.0258 | 35.6104 | 0.78417
3866 | -0.41398 | -7.9022 | 13.7517 | -6.0994 | 35.93 | 0.71511 | 35.0621 | 0.96248 | 70.7477 | 12.7626 | 1.6418 | -9.2265 | 32.1376 | -1.9996 | 35.5673 | 0.74109
3867 | -0.44887 | -7.9286 | 13.7635 | -6.0876 | 35.9129 | 0.69454 | 35.0854 | 0.98595 | 70.7319 | 12.7352 | 1.6536 | -9.2148 | 32.0967 | -2.0404 | 35.5445 | 0.71825
3868 | -0.48376 | -7.9551 | 13.7752 | -6.0757 | 35.8959 | 0.67396 | 35.1087 | 1.0094 | 70.7161 | 12.7079 | 1.6653 | -9.2031 | 32.0762 | -2.0609 | 35.5117 | 0.68546
3869 | -0.49493 | -7.9815 | 13.787 | -6.0639 | 35.8845 | 0.65338 | 35.132 | 1.0329 | 70.6471 | 12.6806 | 1.677 | -9.1914 | 32.1134 | -2.0236 | 35.4248 | 0.59864
3870 | -0.49928 | -8.008 | 13.7987 | -6.052 | 35.8748 | 0.63281 | 35.1554 | 1.0564 | 70.5628 | 12.6533 | 1.6887 | -9.1797 | 32.1684 | -1.9686 | 35.3364 | 0.51015
3871 | -0.50362 | -8.0022 | 13.8136 | -6.0341 | 35.8651 | 0.62789 | 35.1729 | 1.074 | 70.4785 | 12.5454 | 1.7113 | -9.157 | 32.0889 | -2.048 | 35.4135 | 0.58725
3872 | -0.50797 | -7.9965 | 13.8303 | -6.0161 | 35.8554 | 0.62297 | 35.1904 | 1.0917 | 70.3942 | 12.4376 | 1.7339 | -9.1344 | 32.1601 | -1.9768 | 35.3188 | 0.49257
3873 | -0.51232 | -7.9907 | 13.847 | -5.9981 | 35.8456 | 0.61805 | 35.2079 | 1.1094 | 70.3099 | 12.3297 | 1.7565 | -9.1118 | 32.1342 | -2.0025 | 35.3222 | 0.49596
3874 | -0.51667 | -7.9849 | 13.8636 | -5.9802 | 35.8359 | 0.61313 | 35.2254 | 1.1271 | 70.2257 | 12.2219 | 1.7792 | -9.0892 | 32.1273 | -2.0094 | 35.2321 | 0.40594
3875 | -0.50148 | -7.9792 | 13.8803 | -5.9622 | 35.8398 | 0.60821 | 35.2429 | 1.1448 | 70.178 | 12.1141 | 1.8018 | -9.0666 | 32.1636 | -1.9731 | 35.0466 | 0.22044
3876 | -0.48052 | -7.9734 | 13.8969 | -5.9443 | 35.8477 | 0.60329 | 35.2605 | 1.1625 | 70.1412 | 12.0062 | 1.8244 | -9.044 | 32.1646 | -1.972 | 35.0189 | 0.1927
3877 | -0.45956 | -7.9452 | 13.9045 | -5.9406 | 35.8556 | 0.61679 | 35.288 | 1.1902 | 70.1044 | 11.9995 | 1.8428 | -9.0256 | 32.1085 | -2.028 | 34.9786 | 0.1524
3878 | -0.4386 | -7.9171 | 13.9072 | -5.937 | 35.8635 | 0.63029 | 35.3155 | 1.2179 | 70.0676 | 11.9929 | 1.8612 | -9.0072 | 32.153 | -1.9835 | 34.9009 | 0.074733
3879 | -0.41764 | -7.889 | 13.9098 | -5.9333 | 35.8714 | 0.64379 | 35.343 | 1.2456 | 70.0308 | 11.9862 | 1.8796 | -8.9888 | 32.2253 | -1.9111 | 34.8564 | 0.030181
3880 | -0.39668 | -7.8608 | 13.9125 | -5.9297 | 35.8793 | 0.65729 | 35.3706 | 1.2733 | 69.994 | 11.9795 | 1.898 | -8.9704 | 32.1788 | -1.9575 | 34.868 | 0.041805
3881 | -0.34819 | -7.8327 | 13.9151 | -5.926 | 35.8966 | 0.6708 | 35.3981 | 1.301 | 69.9561 | 11.9728 | 1.9164 | -8.952 | 32.2322 | -1.9041 | 34.8188 | -0.007371
3882 | -0.29133 | -7.8045 | 13.9178 | -5.9224 | 35.9167 | 0.6843 | 35.4256 | 1.3287 | 69.9179 | 11.9661 | 1.9348 | -8.9336 | 32.2257 | -1.9105 | 34.8459 | 0.01969
3883 | -0.23447 | -7.7349 | 13.9143 | -5.9279 | 35.9368 | 0.70745 | 35.4289 | 1.3321 | 69.8796 | 11.9151 | 1.9245 | -8.9438 | 32.1962 | -1.94 | 34.8626 | 0.036436
3884 | -0.17761 | -7.6652 | 13.9074 | -5.9334 | 35.957 | 0.73059 | 35.4321 | 1.3355 | 69.8414 | 11.8641 | 1.9143 | -8.9541 | 32.3527 | -1.7834 | 34.7774 | -0.048811
3885 | -0.12074 | -7.5955 | 13.9005 | -5.9389 | 35.9771 | 0.75374 | 35.4354 | 1.3389 | 69.8031 | 11.8131 | 1.904 | -8.9644 | 32.3736 | -1.7624 | 34.76 | -0.066156
3886 | -0.063883 | -7.5259 | 13.8937 | -5.9444 | 35.9973 | 0.77689 | 35.4386 | 1.3423 | 69.7649 | 11.7621 | 1.8937 | -8.9746 | 32.2996 | -1.8364 | 34.8062 | -0.020026
3887 | -0.0091083 | -7.4562 | 13.8868 | -5.9499 | 36.0238 | 0.80004 | 35.4419 | 1.3458 | 69.7437 | 11.7111 | 1.8835 | -8.9849 | 32.3854 | -1.7506 | 34.6863 | -0.13985
3888 | 0.045013 | -7.3866 | 13.8799 | -5.9554 | 36.0524 | 0.82318 | 35.4451 | 1.3492 | 69.7277 | 11.6601 | 1.8732 | -8.9952 | 32.472 | -1.6638 | 34.7504 | -0.075774
3889 | 0.099134 | -7.3381 | 13.8635 | -5.9764 | 36.081 | 0.85426 | 35.4045 | 1.3087 | 69.7118 | 11.6591 | 1.854 | -9.0144 | 32.4147 | -1.7211 | 34.6952 | -0.13103
3890 | 0.15326 | -7.2896 | 13.8419 | -5.9974 | 36.1096 | 0.88533 | 35.3638 | 1.2682 | 69.6959 | 11.6582 | 1.8348 | -9.0336 | 32.3752 | -1.7605 | 34.6622 | -0.16398
3891 | 0.20738 | -7.2411 | 13.8202 | -6.0185 | 36.1381 | 0.9164 | 35.3232 | 1.2277 | 69.68 | 11.6572 | 1.8155 | -9.0528 | 32.3826 | -1.753 | 34.5892 | -0.237
3892 | 0.2615 | -7.1926 | 13.7986 | -6.0395 | 36.1667 | 0.94748 | 35.2825 | 1.1872 | 69.664 | 11.6562 | 1.7963 | -9.072 | 32.5534 | -1.5822 | 34.7178 | -0.10841
3893 | 0.28338 | -7.1441 | 13.7769 | -6.0605 | 36.1728 | 0.97855 | 35.2418 | 1.1467 | 69.6746 | 11.6552 | 1.7771 | -9.0912 | 32.397 | -1.7385 | 34.7526 | -0.073566
3894 | 0.2949 | -7.0956 | 13.7553 | -6.0815 | 36.1716 | 1.0096 | 35.2012 | 1.1062 | 69.6936 | 11.6543 | 1.7579 | -9.1104 | 32.445 | -1.6905 | 34.7067 | -0.11951
3895 | 0.30641 | -7.0985 | 13.7329 | -6.1054 | 36.1704 | 0.99534 | 35.167 | 1.0722 | 69.7127 | 11.682 | 1.7234 | -9.1449 | 32.4462 | -1.6893 | 34.7316 | -0.094593
3896 | 0.31793 | -7.1015 | 13.7101 | -6.1292 | 36.1692 | 0.98106 | 35.1328 | 1.0382 | 69.7318 | 11.7097 | 1.6889 | -9.1795 | 32.4763 | -1.6591 | 34.7732 | -0.052941
3897 | 0.32945 | -7.1044 | 13.6873 | -6.153 | 36.168 | 0.96678 | 35.0986 | 1.0041 | 69.7509 | 11.7375 | 1.6544 | -9.214 | 32.5318 | -1.6035 | 34.8635 | 0.037303
3898 | 0.34097 | -7.1074 | 13.6645 | -6.1769 | 36.1668 | 0.9525 | 35.0644 | 0.9701 | 69.7699 | 11.7652 | 1.6199 | -9.2485 | 32.4811 | -1.6541 | 34.9142 | 0.088073
3899 | 0.33711 | -7.1103 | 13.6417 | -6.2007 | 36.1558 | 0.93822 | 35.0302 | 0.93607 | 69.7764 | 11.793 | 1.5854 | -9.283 | 32.4849 | -1.6503 | 34.7873 | -0.038915
3900 | 0.32817 | -7.1133 | 13.6189 | -6.2246 | 36.1415 | 0.92393 | 34.996 | 0.90203 | 69.7788 | 11.8207 | 1.5509 | -9.3175 | 32.4731 | -1.6621 | 34.9808 | 0.15465
3901 | 0.31924 | -7.1239 | 13.6107 | -6.2229 | 36.1272 | 0.90989 | 34.9345 | 0.84078 | 69.7812 | 11.813 | 1.5311 | -9.3372 | 32.464 | -1.671 | 35.0089 | 0.18269
3902 | 0.3103 | -7.1344 | 13.6105 | -6.2212 | 36.113 | 0.89584 | 34.8731 | 0.77953 | 69.7835 | 11.8053 | 1.5114 | -9.357 | 32.415 | -1.72 | 35.0631 | 0.23691
3903 | 0.30137 | -7.145 | 13.6103 | -6.2194 | 36.0987 | 0.88179 | 34.8117 | 0.71828 | 69.7859 | 11.7976 | 1.4916 | -9.3767 | 32.4047 | -1.7302 | 35.01 | 0.18386
3904 | 0.29243 | -7.1556 | 13.6101 | -6.2177 | 36.0844 | 0.86775 | 34.7503 | 0.65703 | 69.7883 | 11.7899 | 1.4719 | -9.3964 | 32.4306 | -1.7043 | 35.1256 | 0.29949
3905 | 0.27782 | -7.1662 | 13.6099 | -6.216 | 36.0725 | 0.8537 | 34.6889 | 0.59578 | 69.8031 | 11.7822 | 1.4522 | -9.4162 | 32.3054 | -1.8295 | 35.0585 | 0.23231
3906 | 0.26129 | -7.1767 | 13.6097 | -6.2143 | 36.0615 | 0.83965 | 34.6274 | 0.53453 | 69.8221 | 11.7745 | 1.4325 | -9.4359 | 32.3767 | -1.7581 | 35.091 | 0.26486
3907 | 0.24475 | -7.1949 | 13.5945 | -6.2377 | 36.0504 | 0.83008 | 34.5782 | 0.48547 | 69.8411 | 11.8049 | 1.4206 | -9.4477 | 32.2227 | -1.912 | 35.1746 | 0.34842
3908 | 0.22821 | -7.2131 | 13.5714 | -6.2611 | 36.0394 | 0.8205 | 34.529 | 0.43641 | 69.8601 | 11.8353 | 1.4088 | -9.4595 | 32.2341 | -1.9005 | 35.2571 | 0.43094
3909 | 0.21168 | -7.2312 | 13.5482 | -6.2844 | 36.0283 | 0.81093 | 34.4798 | 0.38735 | 69.8791 | 11.8657 | 1.397 | -9.4714 | 32.2277 | -1.9068 | 35.2843 | 0.45816
3910 | 0.19514 | -7.2494 | 13.5251 | -6.3078 | 36.0173 | 0.80135 | 34.4305 | 0.33829 | 69.8982 | 11.896 | 1.3852 | -9.4832 | 32.151 | -1.9835 | 35.2387 | 0.41255
3911 | 0.15855 | -7.2675 | 13.502 | -6.3311 | 36.0029 | 0.79177 | 34.3813 | 0.28923 | 69.9524 | 11.9264 | 1.3733 | -9.495 | 32.133 | -2.0015 | 35.3223 | 0.49618
3912 | 0.11497 | -7.2857 | 13.4788 | -6.3545 | 35.9874 | 0.7822 | 34.3321 | 0.24017 | 70.0188 | 11.9568 | 1.3615 | -9.5068 | 32.1681 | -1.9663 | 35.417 | 0.5909
3913 | 0.071388 | -7.3388 | 13.4641 | -6.3662 | 35.9719 | 0.76449 | 34.3043 | 0.21258 | 70.0852 | 12.0383 | 1.3397 | -9.5287 | 32.0954 | -2.0389 | 35.374 | 0.54784
3914 | 0.027809 | -7.392 | 13.4539 | -6.378 | 35.9564 | 0.74678 | 34.2765 | 0.18499 | 70.1516 | 12.1199 | 1.3178 | -9.5505 | 32.0493 | -2.085 | 35.5193 | 0.69316
3915 | -0.015771 | -7.4451 | 13.4437 | -6.3898 | 35.9408 | 0.72907 | 34.2488 | 0.1574 | 70.2181 | 12.2014 | 1.296 | -9.5723 | 32.0115 | -2.1227 | 35.4395 | 0.61334
3916 | -0.05935 | -7.4982 | 13.4334 | -6.4015 | 35.9253 | 0.71136 | 34.221 | 0.12981 | 70.2845 | 12.283 | 1.2742 | -9.5942 | 31.9829 | -2.1513 | 35.5262 | 0.70006
3917 | -0.10767 | -7.5514 | 13.4232 | -6.4133 | 35.9313 | 0.69364 | 34.1933 | 0.10222 | 70.3625 | 12.3645 | 1.2524 | -9.616 | 31.9482 | -2.1859 | 35.521 | 0.69491
3918 | -0.15769 | -7.6045 | 13.413 | -6.4251 | 35.945 | 0.67593 | 34.1655 | 0.074626 | 70.4445 | 12.4461 | 1.2305 | -9.6378 | 31.912 | -2.222 | 35.5519 | 0.72574
3919 | -0.20771 | -7.6524 | 13.4238 | -6.4022 | 35.9587 | 0.70265 | 34.1756 | 0.084896 | 70.5266 | 12.5287 | 1.2389 | -9.6294 | 31.9161 | -2.2179 | 35.6138 | 0.78768
3920 | -0.25772 | -7.7004 | 13.4457 | -6.3794 | 35.9724 | 0.72936 | 34.1857 | 0.095166 | 70.6087 | 12.6114 | 1.2473 | -9.621 | 31.802 | -2.3319 | 35.5352 | 0.7091
3921 | -0.30774 | -7.7483 | 13.4676 | -6.3565 | 35.9861 | 0.75607 | 34.1958 | 0.10544 | 70.6907 | 12.6941 | 1.2557 | -9.6126 | 31.8212 | -2.3127 | 35.5385 | 0.71238
3922 | -0.35775 | -7.7962 | 13.4895 | -6.3337 | 35.9998 | 0.78279 | 34.2059 | 0.11571 | 70.7728 | 12.7767 | 1.2641 | -9.6042 | 31.8191 | -2.3147 | 35.6627 | 0.8366
3923 | -0.41185 | -7.8441 | 13.5114 | -6.3108 | 36.0043 | 0.8095 | 34.216 | 0.12598 | 70.8117 | 12.8594 | 1.2725 | -9.5958 | 31.7162 | -2.4175 | 35.6457 | 0.81962
3924 | -0.46744 | -7.8921 | 13.5333 | -6.288 | 36.0055 | 0.83621 | 34.2261 | 0.13625 | 70.8348 | 12.9421 | 1.2809 | -9.5874 | 31.7942 | -2.3395 | 35.633 | 0.80687
3925 | -0.52303 | -7.9499 | 13.55 | -6.2735 | 36.0066 | 0.82727 | 34.2659 | 0.17625 | 70.8578 | 12.9414 | 1.2969 | -9.5714 | 31.6749 | -2.4587 | 35.7468 | 0.92068
3926 | -0.57861 | -8.0078 | 13.5639 | -6.2589 | 36.0078 | 0.81833 | 34.3058 | 0.21625 | 70.8809 | 12.9407 | 1.3129 | -9.5555 | 31.7402 | -2.3933 | 35.7006 | 0.87445
3927 | -0.6342 | -8.0657 | 13.5779 | -6.2444 | 36.009 | 0.80939 | 34.3456 | 0.25625 | 70.904 | 12.94 | 1.3289 | -9.5395 | 31.7728 | -2.3607 | 35.7564 | 0.93032
3928 | -0.68979 | -8.1235 | 13.5918 | -6.2298 | 36.0102 | 0.80045 | 34.3854 | 0.29625 | 70.9271 | 12.9393 | 1.3449 | -9.5235 | 31.7866 | -2.3468 | 35.7312 | 0.9051
3929 | -0.74821 | -8.1814 | 13.6058 | -6.2153 | 36.0087 | 0.7915 | 34.4253 | 0.33626 | 70.9435 | 12.9386 | 1.3609 | -9.5075 | 31.6561 | -2.4773 | 35.7881 | 0.96196
3930 | -0.8077 | -8.2393 | 13.6197 | -6.2007 | 36.0063 | 0.78256 | 34.4651 | 0.37626 | 70.9575 | 12.9379 | 1.3768 | -9.4915 | 31.7135 | -2.4198 | 35.838 | 1.0119
3931 | -0.86719 | -8.2986 | 13.6334 | -6.1885 | 36.0039 | 0.78302 | 34.5171 | 0.42848 | 70.9714 | 12.9582 | 1.3971 | -9.4713 | 31.7624 | -2.3709 | 35.7279 | 0.90175
3932 | -0.92667 | -8.3579 | 13.647 | -6.1763 | 36.0015 | 0.78349 | 34.5692 | 0.48069 | 70.9854 | 12.9785 | 1.4173 | -9.4511 | 31.8184 | -2.3148 | 35.6673 | 0.84123
3933 | -0.98616 | -8.4172 | 13.6606 | -6.1641 | 35.9991 | 0.78395 | 34.6212 | 0.53291 | 70.9994 | 12.9988 | 1.4375 | -9.4308 | 31.8549 | -2.2783 | 35.8311 | 1.005
3934 | -1.0456 | -8.4765 | 13.6742 | -6.1519 | 35.9967 | 0.78441 | 34.6733 | 0.58513 | 71.0133 | 13.019 | 1.4578 | -9.4106 | 31.8317 | -2.3013 | 35.797 | 0.97089
3935 | -1.0927 | -8.5359 | 13.6877 | -6.1397 | 36.0009 | 0.78487 | 34.7253 | 0.63735 | 70.922 | 13.0393 | 1.478 | -9.3904 | 31.9228 | -2.2102 | 35.7928 | 0.96673
3936 | -1.135 | -8.5952 | 13.7013 | -6.1275 | 36.0077 | 0.78534 | 34.7774 | 0.68956 | 70.79 | 13.0596 | 1.4982 | -9.3702 | 31.8502 | -2.2828 | 35.8404 | 1.0143
3937 | -1.1773 | -8.6298 | 13.7337 | -6.0834 | 36.0145 | 0.79492 | 34.834 | 0.74633 | 70.658 | 12.8668 | 1.5049 | -9.3635 | 31.9973 | -2.1356 | 35.736 | 0.90986
3938 | -1.2196 | -8.6645 | 13.7758 | -6.0393 | 36.0213 | 0.8045 | 34.8906 | 0.8031 | 70.526 | 12.674 | 1.5115 | -9.3568 | 31.8468 | -2.286 | 35.789 | 0.96286
3939 | -1.262 | -8.6991 | 13.818 | -5.9951 | 36.0281 | 0.81408 | 34.9472 | 0.85987 | 70.394 | 12.4812 | 1.5182 | -9.3501 | 31.9147 | -2.2181 | 35.7723 | 0.9462
3940 | -1.3043 | -8.7338 | 13.8602 | -5.951 | 36.0349 | 0.82367 | 35.0038 | 0.91664 | 70.2621 | 12.2884 | 1.5249 | -9.3435 | 31.9319 | -2.2008 | 35.6704 | 0.84427
3941 | -1.3245 | -8.7684 | 13.9024 | -5.9069 | 36.0348 | 0.83325 | 35.0604 | 0.97341 | 70.1612 | 12.0956 | 1.5316 | -9.3368 | 31.9436 | -2.189 | 35.8068 | 0.9807
3942 | -1.336 | -8.803 | 13.9446 | -5.8627 | 36.0321 | 0.84283 | 35.117 | 1.0302 | 70.0726 | 11.9028 | 1.5382 | -9.3301 | 32.006 | -2.1266 | 35.4915 | 0.66536
3943 | -1.3474 | -8.8044 | 13.9698 | -5.8445 | 36.0293 | 0.83537 | 35.13 | 1.0434 | 69.984 | 11.8563 | 1.5259 | -9.3424 | 32.097 | -2.0356 | 35.6131 | 0.78699
3944 | -1.3589 | -8.8058 | 13.9862 | -5.8262 | 36.0265 | 0.82791 | 35.143 | 1.0566 | 69.8954 | 11.8099 | 1.5136 | -9.3547 | 32.0182 | -2.1143 | 35.4952 | 0.6691
3945 | -1.3704 | -8.8072 | 14.0026 | -5.808 | 36.0238 | 0.82045 | 35.1561 | 1.0698 | 69.8069 | 11.7634 | 1.5013 | -9.367 | 32.1664 | -1.966 | 35.4922 | 0.6661
3946 | -1.3819 | -8.8086 | 14.019 | -5.7898 | 36.021 | 0.81299 | 35.1691 | 1.083 | 69.7183 | 11.7169 | 1.489 | -9.3793 | 32.0662 | -2.0662 | 35.3645 | 0.53838
3947 | -1.3771 | -8.81 | 14.0353 | -5.7715 | 36.0052 | 0.80553 | 35.1821 | 1.0962 | 69.6947 | 11.6704 | 1.4767 | -9.3916 | 32.0843 | -2.048 | 35.3288 | 0.50269
3948 | -1.3656 | -8.8114 | 14.0517 | -5.7533 | 35.9841 | 0.79807 | 35.1952 | 1.1094 | 69.6975 | 11.624 | 1.4644 | -9.4039 | 32.1262 | -2.0061 | 35.2739 | 0.44776
3949 | -1.3542 | -8.794 | 14.0533 | -5.7597 | 35.963 | 0.77176 | 35.1712 | 1.0856 | 69.7003 | 11.6468 | 1.4498 | -9.4185 | 32.155 | -1.9771 | 35.1742 | 0.34815
3950 | -1.3427 | -8.7766 | 14.0473 | -5.7661 | 35.9419 | 0.74546 | 35.1472 | 1.0618 | 69.703 | 11.6696 | 1.4352 | -9.4331 | 32.2451 | -1.887 | 35.1696 | 0.34346
3951 | -1.3313 | -8.7592 | 14.0412 | -5.7726 | 35.9208 | 0.71915 | 35.1233 | 1.038 | 69.7058 | 11.6924 | 1.4206 | -9.4477 | 32.2086 | -1.9234 | 35.0793 | 0.25321
3952 | -1.3198 | -8.7418 | 14.0351 | -5.779 | 35.8997 | 0.69285 | 35.0993 | 1.0142 | 69.7086 | 11.7151 | 1.4061 | -9.4623 | 32.217 | -1.915 | 34.9279 | 0.10182
3953 | -1.2827 | -8.7244 | 14.0291 | -5.7855 | 35.8951 | 0.66654 | 35.0754 | 0.99045 | 69.6695 | 11.7379 | 1.3915 | -9.4769 | 32.2864 | -1.8455 | 34.9489 | 0.12281
3954 | -1.235 | -8.7071 | 14.023 | -5.7919 | 35.8974 | 0.64024 | 35.0514 | 0.96666 | 69.6132 | 11.7607 | 1.3768 | -9.4915 | 32.3785 | -1.7534 | 34.7275 | -0.098626
3955 | -1.1872 | -8.6464 | 14.0255 | -5.7836 | 35.8997 | 0.65413 | 35.0587 | 0.97414 | 69.5568 | 11.6733 | 1.3425 | -9.5258 | 32.342 | -1.7898 | 34.6747 | -0.15136
3956 | -1.1395 | -8.5858 | 14.0324 | -5.7752 | 35.902 | 0.66802 | 35.066 | 0.98162 | 69.5004 | 11.5859 | 1.3082 | -9.5602 | 32.3123 | -1.8195 | 34.6165 | -0.20963
3957 | -1.0917 | -8.5252 | 14.0393 | -5.7669 | 35.9043 | 0.68191 | 35.0733 | 0.98911 | 69.444 | 11.4985 | 1.2738 | -9.5945 | 32.367 | -1.7647 | 34.4901 | -0.33595
3958 | -1.044 | -8.4646 | 14.0462 | -5.7586 | 35.9066 | 0.6958 | 35.0806 | 0.99659 | 69.3877 | 11.411 | 1.2395 | -9.6288 | 32.3408 | -1.7908 | 34.4746 | -0.35147
3959 | -0.9858 | -8.4039 | 14.0531 | -5.7503 | 35.9047 | 0.70969 | 35.088 | 1.0041 | 69.4248 | 11.3236 | 1.2052 | -9.6632 | 32.4037 | -1.7279 | 34.3275 | -0.49858
3960 | -0.92321 | -8.3433 | 14.06 | -5.7419 | 35.901 | 0.72358 | 35.0953 | 1.0116 | 69.5016 | 11.2362 | 1.1708 | -9.6975 | 32.3168 | -1.8147 | 34.3116 | -0.51451
3961 | -0.86063 | -8.2791 | 14.0561 | -5.7507 | 35.8972 | 0.71315 | 35.0788 | 0.99529 | 69.5785 | 11.3784 | 1.1627 | -9.7056 | 32.4847 | -1.6468 | 34.2303 | -0.59573
3962 | -0.79804 | -8.2149 | 14.0468 | -5.7595 | 35.8935 | 0.70272 | 35.0624 | 0.97904 | 69.6554 | 11.5206 | 1.1546 | -9.7137 | 32.3667 | -1.7648 | 34.2854 | -0.54064
3963 | -0.73545 | -8.1507 | 14.0374 | -5.7684 | 35.8898 | 0.69228 | 35.046 | 0.96278 | 69.7322 | 11.6628 | 1.1465 | -9.7218 | 32.3878 | -1.7435 | 34.07 | -0.75603
3964 | -0.67286 | -8.0866 | 14.028 | -5.7772 | 35.8861 | 0.68185 | 35.0295 | 0.94652 | 69.8091 | 11.8051 | 1.1384 | -9.7299 | 32.3463 | -1.785 | 34.1346 | -0.69147
3965 | -0.62287 | -8.0224 | 14.0186 | -5.786 | 35.8921 | 0.67142 | 35.0131 | 0.93026 | 69.8689 | 11.9473 | 1.1303 | -9.738 | 32.3742 | -1.7571 | 34.0545 | -0.7716
3966 | -0.57837 | -7.9582 | 14.0092 | -5.7948 | 35.9024 | 0.66098 | 34.9967 | 0.914 | 69.9214 | 12.0895 | 1.1222 | -9.7461 | 32.3475 | -1.7837 | 34.0786 | -0.74745
3967 | -0.53386 | -7.9206 | 13.9979 | -5.8056 | 35.9126 | 0.67961 | 34.9636 | 0.88111 | 69.9738 | 12.107 | 1.1221 | -9.7462 | 32.4672 | -1.6639 | 34.0267 | -0.79941
3968 | -0.48936 | -7.883 | 13.9857 | -5.8164 | 35.9229 | 0.69824 | 34.9306 | 0.84822 | 70.0263 | 12.1245 | 1.122 | -9.7463 | 32.4212 | -1.7098 | 33.9733 | -0.85276
3969 | -0.44485 | -7.8455 | 13.9734 | -5.8272 | 35.9331 | 0.71687 | 34.8975 | 0.81533 | 70.0787 | 12.1419 | 1.1219 | -9.7464 | 32.4633 | -1.6677 | 34.0034 | -0.82271
3970 | -0.40035 | -7.8079 | 13.9612 | -5.838 | 35.9433 | 0.7355 | 34.8644 | 0.78245 | 70.1312 | 12.1594 | 1.1218 | -9.7465 | 32.4968 | -1.6341 | 34.0574 | -0.76866
3971 | -0.35585 | -7.7703 | 13.9489 | -5.8489 | 35.9658 | 0.75413 | 34.8314 | 0.74956 | 70.2309 | 12.1769 | 1.1217 | -9.7466 | 32.4785 | -1.6524 | 34.075 | -0.75104
3972 | -0.31134 | -7.7327 | 13.9367 | -5.8597 | 35.9937 | 0.77275 | 34.7983 | 0.71667 | 70.3517 | 12.1944 | 1.1216 | -9.7467 | 32.4611 | -1.6698 | 34.0694 | -0.75667
3973 | -0.26684 | -7.6847 | 13.9135 | -5.8878 | 36.0216 | 0.80455 | 34.7829 | 0.70139 | 70.4725 | 12.3561 | 1.146 | -9.7224 | 32.4788 | -1.652 | 34.1595 | -0.66651
3974 | -0.22233 | -7.6367 | 13.8847 | -5.9158 | 36.0496 | 0.83636 | 34.7674 | 0.68611 | 70.5933 | 12.5178 | 1.1703 | -9.6981 | 32.5019 | -1.6288 | 34.1131 | -0.713
3975 | -0.17783 | -7.5886 | 13.8559 | -5.9439 | 36.0775 | 0.86816 | 34.752 | 0.67083 | 70.7141 | 12.6795 | 1.1946 | -9.6737 | 32.4805 | -1.6501 | 34.3757 | -0.4504
3976 | -0.13332 | -7.5406 | 13.8271 | -5.972 | 36.1054 | 0.89996 | 34.7365 | 0.65554 | 70.8348 | 12.8412 | 1.219 | -9.6494 | 32.531 | -1.5996 | 34.3422 | -0.48386
3977 | -0.11007 | -7.4925 | 13.7983 | -6 | 36.1288 | 0.93176 | 34.7211 | 0.64026 | 70.9926 | 13.0029 | 1.2433 | -9.625 | 32.5021 | -1.6284 | 34.4332 | -0.39288
3978 | -0.09652 | -7.4445 | 13.7694 | -6.0281 | 36.15 | 0.96356 | 34.7056 | 0.62498 | 71.1673 | 13.1646 | 1.2676 | -9.6007 | 32.604 | -1.5265 | 34.3947 | -0.43134
3979 | -0.082966 | -7.4436 | 13.7378 | -6.061 | 36.1713 | 0.98097 | 34.6893 | 0.6089 | 71.342 | 13.3447 | 1.2997 | -9.5686 | 32.5982 | -1.5322 | 34.5159 | -0.31017
3980 | -0.069412 | -7.4427 | 13.7046 | -6.0938 | 36.1926 | 0.99839 | 34.6731 | 0.59282 | 71.5167 | 13.5249 | 1.3317 | -9.5366 | 32.5849 | -1.5455 | 34.6321 | -0.19394
3981 | -0.055858 | -7.4418 | 13.6715 | -6.1267 | 36.2139 | 1.0158 | 34.6568 | 0.57674 | 71.6914 | 13.705 | 1.3638 | -9.5045 | 32.4647 | -1.6656 | 34.6727 | -0.15332
3982 | -0.042304 | -7.4409 | 13.6384 | -6.1596 | 36.2352 | 1.0332 | 34.6406 | 0.56065 | 71.8661 | 13.8852 | 1.3959 | -9.4725 | 32.5523 | -1.578 | 34.7833 | -0.042749
3983 | -0.058575 | -7.44 | 13.6052 | -6.1924 | 36.2427 | 1.0506 | 34.6243 | 0.54457 | 71.8739 | 14.0653 | 1.4279 | -9.4404 | 32.5433 | -1.5869 | 34.8655 | 0.039404
3984 | -0.088774 | -7.4391 | 13.5721 | -6.2253 | 36.2437 | 1.068 | 34.6081 | 0.52849 | 71.8039 | 14.2455 | 1.46 | -9.4084 | 32.4802 | -1.65 | 34.9404 | 0.11437
3985 | -0.11897 | -7.4805 | 13.5423 | -6.2547 | 36.2447 | 1.063 | 34.5598 | 0.48039 | 71.7338 | 14.0785 | 1.4873 | -9.381 | 32.534 | -1.596 | 35.0343 | 0.20829
3986 | -0.14917 | -7.522 | 13.5142 | -6.2842 | 36.2458 | 1.0579 | 34.5115 | 0.43229 | 71.6638 | 13.9115 | 1.5147 | -9.3536 | 32.4921 | -1.6379 | 35.146 | 0.31992
3987 | -0.17937 | -7.5635 | 13.4861 | -6.3137 | 36.2468 | 1.0528 | 34.4633 | 0.38419 | 71.5937 | 13.7445 | 1.5421 | -9.3263 | 32.4604 | -1.6695 | 35.3058 | 0.47976
3988 | -0.20957 | -7.605 | 13.458 | -6.3431 | 36.2479 | 1.0477 | 34.415 | 0.33609 | 71.5237 | 13.5775 | 1.5695 | -9.2989 | 32.3797 | -1.7502 | 35.3705 | 0.54446
3989 | -0.24853 | -7.6465 | 13.43 | -6.3726 | 36.242 | 1.0426 | 34.3667 | 0.28799 | 71.4395 | 13.4105 | 1.5968 | -9.2715 | 32.413 | -1.7168 | 35.3405 | 0.51444
3990 | -0.29168 | -7.6879 | 13.4019 | -6.402 | 36.2328 | 1.0375 | 34.3184 | 0.23989 | 71.3485 | 13.2435 | 1.6242 | -9.2441 | 32.3962 | -1.7335 | 35.4909 | 0.66486
3991 | -0.33482 | -7.7309 | 13.3948 | -6.3987 | 36.2236 | 1.027 | 34.3078 | 0.22938 | 71.2576 | 13.1824 | 1.6288 | -9.2395 | 32.3461 | -1.7836 | 35.567 | 0.741
3992 | -0.37797 | -7.7739 | 13.3982 | -6.3954 | 36.2144 | 1.0164 | 34.2971 | 0.21887 | 71.1667 | 13.1214 | 1.6334 | -9.2349 | 32.2595 | -1.8701 | 35.5156 | 0.68953
3993 | -0.42111 | -7.8169 | 13.4017 | -6.392 | 36.2052 | 1.0058 | 34.2864 | 0.20836 | 71.0757 | 13.0603 | 1.638 | -9.2303 | 32.1814 | -1.9482 | 35.5569 | 0.7309
3994 | -0.46426 | -7.8598 | 13.4052 | -6.3887 | 36.196 | 0.99528 | 34.2757 | 0.19785 | 70.9848 | 12.9992 | 1.6426 | -9.2257 | 32.1114 | -2.0182 | 35.6136 | 0.78753
3995 | -0.5433 | -7.9028 | 13.4087 | -6.3854 | 36.1607 | 0.98472 | 34.265 | 0.18733 | 70.898 | 12.9381 | 1.6473 | -9.2211 | 32.1794 | -1.9501 | 35.7086 | 0.88255
3996 | -0.63989 | -7.9458 | 13.4121 | -6.382 | 36.1128 | 0.97415 | 34.2543 | 0.17682 | 70.8133 | 12.877 | 1.6519 | -9.2165 | 32.1945 | -1.9349 | 35.689 | 0.863
3997 | -0.73648 | -8.0622 | 13.4222 | -6.3679 | 36.0649 | 0.91206 | 34.2055 | 0.12819 | 70.7285 | 12.7835 | 1.631 | -9.2374 | 32.0867 | -2.0426 | 35.7593 | 0.93332
3998 | -0.83308 | -8.1787 | 13.4356 | -6.3537 | 36.017 | 0.84997 | 34.1567 | 0.079561 | 70.6438 | 12.69 | 1.6101 | -9.2583 | 32.0067 | -2.1226 | 35.7613 | 0.93532
3999 | -0.92967 | -8.2951 | 13.449 | -6.3396 | 35.9691 | 0.78788 | 34.1079 | 0.030931 | 70.5591 | 12.5966 | 1.5892 | -9.2791 | 32.0505 | -2.0787 | 35.7282 | 0.90216
4000 | -1.0263 | -8.4116 | 13.4624 | -6.3255 | 35.9211 | 0.72578 | 34.0591 | -0.017699 | 70.4743 | 12.5031 | 1.5683 | -9.3 | 31.9336 | -2.1956 | 35.6445 | 0.81843
4001 | -1.0988 | -8.5281 | 13.4758 | -6.3113 | 35.8848 | 0.66369 | 34.0103 | -0.06633 | 70.3734 | 12.4096 | 1.5474 | -9.3209 | 31.8945 | -2.2346 | 35.6759 | 0.8499
4002 | -1.1592 | -8.6445 | 13.4892 | -6.2972 | 35.8544 | 0.6016 | 33.9615 | -0.11496 | 70.2643 | 12.3162 | 1.5265 | -9.3418 | 31.8844 | -2.2446 | 35.5331 | 0.70711
4003 | -1.2197 | -8.6826 | 13.5 | -6.288 | 35.8239 | 0.58351 | 33.971 | -0.10531 | 70.1552 | 12.2015 | 1.5342 | -9.3341 | 31.7653 | -2.3637 | 35.53 | 0.70398
4004 | -1.2801 | -8.7208 | 13.5094 | -6.2789 | 35.7934 | 0.56542 | 33.9805 | -0.095667 | 70.0462 | 12.0868 | 1.5419 | -9.3265 | 31.762 | -2.367 | 35.6091 | 0.78308
4005 | -1.3406 | -8.7589 | 13.5188 | -6.2697 | 35.7629 | 0.54733 | 33.9899 | -0.08602 | 69.9371 | 11.9722 | 1.5496 | -9.3188 | 31.7244 | -2.4045 | 35.5705 | 0.74443
4006 | -1.401 | -8.797 | 13.5283 | -6.2606 | 35.7325 | 0.52924 | 33.9994 | -0.076373 | 69.8281 | 11.8575 | 1.5572 | -9.3111 | 31.6901 | -2.4387 | 35.5156 | 0.68959
4007 | -1.4487 | -8.8351 | 13.5377 | -6.2514 | 35.7094 | 0.51115 | 34.0089 | -0.066727 | 69.79 | 11.7428 | 1.5649 | -9.3034 | 31.7465 | -2.3823 | 35.4371 | 0.61112
4008 | -1.4898 | -8.8732 | 13.5471 | -6.2423 | 35.6902 | 0.49306 | 34.0184 | -0.05708 | 69.7882 | 11.6282 | 1.5726 | -9.2957 | 31.6679 | -2.4609 | 35.4701 | 0.64409
4009 | -1.531 | -8.9147 | 13.5651 | -6.2196 | 35.671 | 0.47364 | 34.0467 | -0.028613 | 69.7864 | 11.67 | 1.55 | -9.3184 | 31.7016 | -2.4271 | 35.3667 | 0.54071
4010 | -1.5721 | -8.9562 | 13.5872 | -6.197 | 35.6518 | 0.45421 | 34.075 | -0.00014669 | 69.7847 | 11.7118 | 1.5273 | -9.341 | 31.7024 | -2.4262 | 35.3426 | 0.51659
4011 | -1.6132 | -8.9976 | 13.6094 | -6.1744 | 35.6325 | 0.43479 | 34.1032 | 0.02832 | 69.7829 | 11.7536 | 1.5047 | -9.3636 | 31.6925 | -2.4361 | 35.272 | 0.44598
4012 | -1.6544 | -9.0391 | 13.6316 | -6.1518 | 35.6133 | 0.41537 | 34.1315 | 0.056786 | 69.7811 | 11.7954 | 1.4821 | -9.3863 | 31.6111 | -2.5174 | 35.2873 | 0.4613
4013 | -1.6763 | -9.0806 | 13.6537 | -6.1292 | 35.5944 | 0.39594 | 34.1598 | 0.085253 | 69.7533 | 11.8372 | 1.4594 | -9.4089 | 31.6477 | -2.4807 | 35.1567 | 0.33065
4014 | -1.6883 | -9.122 | 13.6759 | -6.1066 | 35.5756 | 0.37652 | 34.1881 | 0.11372 | 69.7118 | 11.8791 | 1.4368 | -9.4315 | 31.675 | -2.4534 | 35.0893 | 0.26329
4015 | -1.7003 | -9.122 | 13.6976 | -6.0836 | 35.5568 | 0.35823 | 34.2083 | 0.13406 | 69.6703 | 11.8062 | 1.4343 | -9.434 | 31.7039 | -2.4244 | 35.1154 | 0.28938
4016 | -1.7123 | -9.1219 | 13.7191 | -6.0606 | 35.538 | 0.33994 | 34.2285 | 0.1544 | 69.6288 | 11.7334 | 1.4319 | -9.4365 | 31.7666 | -2.3617 | 35.083 | 0.25701
4017 | -1.7242 | -9.1218 | 13.7405 | -6.0376 | 35.5193 | 0.32165 | 34.2486 | 0.17474 | 69.5873 | 11.6605 | 1.4294 | -9.4389 | 31.6791 | -2.4491 | 34.9863 | 0.16032
4018 | -1.7362 | -9.1217 | 13.762 | -6.0146 | 35.5005 | 0.30335 | 34.2688 | 0.19508 | 69.5458 | 11.5877 | 1.427 | -9.4414 | 31.7093 | -2.4189 | 34.9125 | 0.086545
4019 | -1.7334 | -9.1216 | 13.7834 | -5.9916 | 35.4794 | 0.28506 | 34.289 | 0.21542 | 69.5331 | 11.5149 | 1.4245 | -9.4438 | 31.7557 | -2.3724 | 34.8509 | 0.024922
4020 | -1.7226 | -9.1215 | 13.8049 | -5.9686 | 35.457 | 0.26677 | 34.3091 | 0.23576 | 69.5356 | 11.442 | 1.4221 | -9.4463 | 31.7996 | -2.3285 | 34.7746 | -0.051387
4021 | -1.7118 | -9.1059 | 13.8138 | -5.9651 | 35.4346 | 0.24308 | 34.3411 | 0.26792 | 69.5382 | 11.4736 | 1.4165 | -9.4518 | 31.8193 | -2.3087 | 34.6116 | -0.21442
4022 | -1.701 | -9.0902 | 13.8166 | -5.9616 | 35.4122 | 0.21938 | 34.3731 | 0.30009 | 69.5407 | 11.5051 | 1.411 | -9.4574 | 31.8863 | -2.2416 | 34.6967 | -0.1293
4023 | -1.6902 | -9.0746 | 13.8194 | -5.9581 | 35.3898 | 0.19569 | 34.4051 | 0.33225 | 69.5433 | 11.5367 | 1.4054 | -9.4629 | 31.8987 | -2.2292 | 34.6256 | -0.20037
4024 | -1.6794 | -9.0589 | 13.8222 | -5.9546 | 35.3675 | 0.172 | 34.4371 | 0.36441 | 69.5458 | 11.5682 | 1.3999 | -9.4684 | 31.9436 | -2.1843 | 34.5325 | -0.29345
4025 | -1.6513 | -9.0432 | 13.825 | -5.9511 | 35.3557 | 0.1483 | 34.4691 | 0.39657 | 69.5681 | 11.5998 | 1.3944 | -9.474 | 31.9961 | -2.1316 | 34.5578 | -0.26821
4026 | -1.6136 | -9.0276 | 13.8278 | -5.9476 | 35.3497 | 0.12461 | 34.5011 | 0.42874 | 69.6012 | 11.6313 | 1.3888 | -9.4795 | 32.0402 | -2.0875 | 34.4694 | -0.3566
4027 | -1.576 | -8.9808 | 13.8276 | -5.9487 | 35.3438 | 0.12559 | 34.5003 | 0.42818 | 69.6343 | 11.6654 | 1.3855 | -9.4828 | 32.1082 | -2.0195 | 34.4306 | -0.39543
4028 | -1.5384 | -8.9341 | 13.8259 | -5.9498 | 35.3378 | 0.12658 | 34.4996 | 0.42763 | 69.6675 | 11.6995 | 1.3822 | -9.4861 | 32.1003 | -2.0273 | 34.3675 | -0.4585
4029 | -1.5007 | -8.8873 | 13.8242 | -5.9509 | 35.3319 | 0.12756 | 34.4989 | 0.42707 | 69.7006 | 11.7336 | 1.3789 | -9.4894 | 32.0756 | -2.0519 | 34.3432 | -0.48278
4030 | -1.4631 | -8.8405 | 13.8225 | -5.952 | 35.3259 | 0.12855 | 34.4981 | 0.42651 | 69.7337 | 11.7676 | 1.3756 | -9.4927 | 32.1605 | -1.967 | 34.2992 | -0.52674
4031 | -1.4137 | -8.7938 | 13.8208 | -5.953 | 35.3108 | 0.12953 | 34.4974 | 0.42596 | 69.7862 | 11.8017 | 1.3723 | -9.496 | 32.2254 | -1.902 | 34.1866 | -0.63942
4032 | -1.3577 | -8.747 | 13.8191 | -5.9541 | 35.2906 | 0.13052 | 34.4967 | 0.4254 | 69.8496 | 11.8358 | 1.369 | -9.4993 | 32.1861 | -1.9412 | 34.2071 | -0.6189
4033 | -1.3016 | -8.6867 | 13.8163 | -5.9575 | 35.2704 | 0.10256 | 34.4823 | 0.41121 | 69.9131 | 11.9106 | 1.3598 | -9.5086 | 32.2261 | -1.9012 | 34.1599 | -0.66613
4034 | -1.2456 | -8.6264 | 13.8129 | -5.9609 | 35.2501 | 0.074592 | 34.468 | 0.39703 | 69.9765 | 11.9855 | 1.3505 | -9.5178 | 32.3137 | -1.8135 | 34.1222 | -0.70374
4035 | -1.1896 | -8.5661 | 13.8096 | -5.9644 | 35.2299 | 0.046628 | 34.4536 | 0.38284 | 70.0399 | 12.0603 | 1.3413 | -9.527 | 32.3086 | -1.8186 | 34.0525 | -0.77343
4036 | -1.1336 | -8.5058 | 13.8062 | -5.9678 | 35.2097 | 0.018665 | 34.4392 | 0.36865 | 70.1033 | 12.1352 | 1.3321 | -9.5362 | 32.3362 | -1.7909 | 34.0385 | -0.78747
4037 | -1.0598 | -8.4455 | 13.8028 | -5.9712 | 35.2052 | -0.0092988 | 34.4249 | 0.35446 | 70.1383 | 12.2101 | 1.3229 | -9.5455 | 32.3433 | -1.7838 | 33.9204 | -0.90559
4038 | -0.97576 | -8.3852 | 13.7994 | -5.9746 | 35.2096 | -0.037262 | 34.4105 | 0.34027 | 70.157 | 12.2849 | 1.3136 | -9.5547 | 32.2629 | -1.8641 | 33.9789 | -0.8471
4039 | -0.89174 | -8.2915 | 13.802 | -5.9688 | 35.2141 | -0.020414 | 34.391 | 0.32088 | 70.1757 | 12.283 | 1.3104 | -9.5579 | 32.3477 | -1.7793 | 33.9391 | -0.8869
4040 | -0.80773 | -8.1978 | 13.8074 | -5.963 | 35.2186 | -0.0035647 | 34.3714 | 0.3015 | 70.1944 | 12.281 | 1.3072 | -9.5611 | 32.3385 | -1.7884 | 33.8886 | -0.93738
4041 | -0.72372 | -8.104 | 13.8128 | -5.9573 | 35.223 | 0.013284 | 34.3518 | 0.28211 | 70.2131 | 12.2791 | 1.304 | -9.5643 | 32.3589 | -1.7679 | 33.918 | -0.90802
4042 | -0.6397 | -8.0103 | 13.8182 | -5.9515 | 35.2275 | 0.030133 | 34.3323 | 0.26273 | 70.2319 | 12.2772 | 1.3008 | -9.5675 | 32.3504 | -1.7764 | 33.9524 | -0.87358
4043 | -0.56067 | -7.9166 | 13.8235 | -5.9457 | 35.2445 | 0.046982 | 34.3127 | 0.24334 | 70.2795 | 12.2753 | 1.2976 | -9.5707 | 32.315 | -1.8117 | 33.9039 | -0.92204
4044 | -0.48453 | -7.8229 | 13.8289 | -5.9399 | 35.2687 | 0.063831 | 34.2931 | 0.22395 | 70.344 | 12.2733 | 1.2944 | -9.5739 | 32.2753 | -1.8513 | 33.8795 | -0.94649
4045 | -0.4084 | -7.7525 | 13.8354 | -5.9326 | 35.293 | 0.091107 | 34.2842 | 0.21513 | 70.4086 | 12.363 | 1.2914 | -9.577 | 32.3087 | -1.8179 | 33.9219 | -0.9041
4046 | -0.33226 | -7.6821 | 13.8423 | -5.9252 | 35.3173 | 0.11838 | 34.2752 | 0.20631 | 70.4731 | 12.4528 | 1.2883 | -9.5801 | 32.3319 | -1.7947 | 33.9609 | -0.86508
4047 | -0.25613 | -7.6117 | 13.8493 | -5.9179 | 35.3415 | 0.14566 | 34.2662 | 0.19749 | 70.5377 | 12.5425 | 1.2852 | -9.5831 | 32.2323 | -1.8942 | 33.8979 | -0.92804
4048 | -0.18 | -7.5413 | 13.8563 | -5.9106 | 35.3658 | 0.17294 | 34.2572 | 0.18867 | 70.6022 | 12.6322 | 1.2821 | -9.5862 | 32.2317 | -1.8947 | 33.9886 | -0.83733
4049 | -0.1067 | -7.4709 | 13.8632 | -5.9032 | 35.3944 | 0.20021 | 34.2482 | 0.17985 | 70.6031 | 12.7219 | 1.279 | -9.5893 | 32.2349 | -1.8915 | 33.947 | -0.87899
4050 | -0.03509 | -7.4006 | 13.8702 | -5.8959 | 35.4255 | 0.22749 | 34.2392 | 0.17103 | 70.566 | 12.8117 | 1.276 | -9.5924 | 32.2042 | -1.9221 | 33.9929 | -0.83306
4051 | 0.036519 | -7.3277 | 13.8778 | -5.887 | 35.4566 | 0.26029 | 34.2403 | 0.17231 | 70.5289 | 12.7279 | 1.2977 | -9.5707 | 32.244 | -1.8822 | 34.0445 | -0.78147
4052 | 0.10813 | -7.2548 | 13.8857 | -5.8782 | 35.4878 | 0.29309 | 34.2414 | 0.17359 | 70.4919 | 12.6441 | 1.3194 | -9.5489 | 32.1676 | -1.9587 | 34.0781 | -0.74786
4053 | 0.17973 | -7.1819 | 13.8936 | -5.8693 | 35.5189 | 0.32589 | 34.2425 | 0.17488 | 70.4548 | 12.5603 | 1.3411 | -9.5272 | 32.1133 | -2.0128 | 34.0896 | -0.73631
4054 | 0.25134 | -7.1091 | 13.9014 | -5.8604 | 35.55 | 0.35869 | 34.2436 | 0.17616 | 70.4178 | 12.4766 | 1.3629 | -9.5055 | 32.1815 | -1.9446 | 34.1069 | -0.71908
4055 | 0.31784 | -7.0362 | 13.9093 | -5.8516 | 35.5894 | 0.39149 | 34.2447 | 0.17744 | 70.3969 | 12.3928 | 1.3846 | -9.4838 | 32.2038 | -1.9222 | 34.2006 | -0.62537
4056 | 0.38122 | -6.9633 | 13.9172 | -5.8427 | 35.6339 | 0.42429 | 34.2458 | 0.17872 | 70.3858 | 12.309 | 1.4063 | -9.462 | 32.2016 | -1.9244 | 34.2893 | -0.53662
4057 | 0.44461 | -6.9026 | 13.919 | -5.8431 | 35.6783 | 0.47326 | 34.2586 | 0.19169 | 70.3747 | 12.3252 | 1.4304 | -9.4379 | 32.1408 | -1.9852 | 34.2433 | -0.58262
4058 | 0.50799 | -6.8419 | 13.9179 | -5.8435 | 35.7227 | 0.52224 | 34.2714 | 0.20467 | 70.3636 | 12.3414 | 1.4545 | -9.4138 | 32.1354 | -1.9905 | 34.3401 | -0.48583
4059 | 0.57138 | -6.7812 | 13.9167 | -5.8439 | 35.7672 | 0.57122 | 34.2842 | 0.21764 | 70.3526 | 12.3577 | 1.4786 | -9.3897 | 32.104 | -2.0218 | 34.3707 | -0.45527
4060 | 0.63476 | -6.7206 | 13.9156 | -5.8443 | 35.8116 | 0.62019 | 34.297 | 0.23061 | 70.3415 | 12.3739 | 1.5027 | -9.3656 | 32.1469 | -1.9788 | 34.4024 | -0.42359
4061 | 0.67493 | -6.6599 | 13.9144 | -5.8447 | 35.8584 | 0.66917 | 34.3098 | 0.24358 | 70.3176 | 12.3901 | 1.5268 | -9.3415 | 32.0711 | -2.0546 | 34.4465 | -0.37946
4062 | 0.70066 | -6.5992 | 13.9133 | -5.8451 | 35.9068 | 0.71814 | 34.3226 | 0.25656 | 70.2858 | 12.4063 | 1.5509 | -9.3174 | 32.0707 | -2.0549 | 34.6186 | -0.20736
4063 | 0.72639 | -6.5855 | 13.9073 | -5.8509 | 35.9551 | 0.76649 | 34.3304 | 0.26449 | 70.2539 | 12.3571 | 1.5709 | -9.2974 | 32.1113 | -2.0143 | 34.6114 | -0.21455
4064 | 0.75212 | -6.5718 | 13.8991 | -5.8566 | 36.0035 | 0.81484 | 34.3381 | 0.27243 | 70.2221 | 12.308 | 1.5909 | -9.2775 | 32.0048 | -2.1208 | 34.6845 | -0.14143
4065 | 0.77785 | -6.5582 | 13.8908 | -5.8624 | 36.0518 | 0.86318 | 34.3459 | 0.28037 | 70.1902 | 12.2588 | 1.6108 | -9.2575 | 32.1802 | -1.9453 | 34.7497 | -0.07625
4066 | 0.80359 | -6.5445 | 13.8826 | -5.8682 | 36.1001 | 0.91153 | 34.3537 | 0.28831 | 70.1584 | 12.2097 | 1.6308 | -9.2375 | 32.1788 | -1.9467 | 34.7047 | -0.12124
4067 | 0.81095 | -6.5308 | 13.8743 | -5.8739 | 36.1325 | 0.95988 | 34.3614 | 0.29624 | 70.1125 | 12.1605 | 1.6508 | -9.2175 | 32.0946 | -2.0308 | 34.8229 | -0.0030387
4068 | 0.80666 | -6.5172 | 13.8661 | -5.8797 | 36.1547 | 1.0082 | 34.3692 | 0.30418 | 70.0578 | 12.1113 | 1.6708 | -9.1976 | 32.122 | -2.0033 | 34.8942 | 0.06825
4069 | 0.80236 | -6.5272 | 13.8353 | -5.9228 | 36.1769 | 1.0211 | 34.3737 | 0.3089 | 70.0031 | 12.0549 | 1.6735 | -9.1949 | 32.0912 | -2.0341 | 34.8945 | 0.068528
4070 | 0.79806 | -6.5373 | 13.7937 | -5.9659 | 36.1991 | 1.0339 | 34.3783 | 0.31362 | 69.9483 | 11.9985 | 1.6762 | -9.1921 | 32.0428 | -2.0824 | 34.9287 | 0.10278
4071 | 0.79376 | -6.5474 | 13.7522 | -6.009 | 36.2212 | 1.0467 | 34.3828 | 0.31834 | 69.8936 | 11.9421 | 1.6789 | -9.1894 | 32.0976 | -2.0275 | 34.9938 | 0.16791
4072 | 0.78947 | -6.5575 | 13.7106 | -6.0522 | 36.2434 | 1.0595 | 34.3874 | 0.32306 | 69.8389 | 11.8858 | 1.6817 | -9.1867 | 32.1098 | -2.0153 | 35.0282 | 0.20223
4073 | 0.76075 | -6.5675 | 13.6691 | -6.0953 | 36.2488 | 1.0724 | 34.3919 | 0.32779 | 69.8084 | 11.8294 | 1.6844 | -9.1839 | 32.143 | -1.982 | 35.0626 | 0.23664
4074 | 0.71619 | -6.5776 | 13.6275 | -6.1384 | 36.2432 | 1.0852 | 34.3965 | 0.33251 | 69.7937 | 11.773 | 1.6871 | -9.1812 | 32.1433 | -1.9816 | 35.0253 | 0.19939
4075 | 0.67164 | -6.6339 | 13.6108 | -6.1434 | 36.2376 | 1.0731 | 34.3823 | 0.31849 | 69.779 | 11.7739 | 1.6833 | -9.185 | 32.1456 | -1.9793 | 35.082 | 0.25612
4076 | 0.62708 | -6.6903 | 13.6058 | -6.1484 | 36.232 | 1.061 | 34.3681 | 0.30447 | 69.7643 | 11.7748 | 1.6795 | -9.1888 | 32.1637 | -1.9612 | 35.0648 | 0.23892
4077 | 0.58252 | -6.7466 | 13.6008 | -6.1535 | 36.2264 | 1.0489 | 34.3539 | 0.29045 | 69.7496 | 11.7757 | 1.6758 | -9.1926 | 32.1207 | -2.0041 | 35.1615 | 0.33558
4078 | 0.53797 | -6.803 | 13.5958 | -6.1585 | 36.2208 | 1.0368 | 34.3397 | 0.27643 | 69.7349 | 11.7766 | 1.672 | -9.1964 | 32.1742 | -1.9505 | 35.1145 | 0.28857
4079 | 0.47922 | -6.8593 | 13.5908 | -6.1635 | 36.1946 | 1.0247 | 34.3255 | 0.26241 | 69.7461 | 11.7775 | 1.6682 | -9.2002 | 32.1858 | -1.9389 | 35.127 | 0.30106
4080 | 0.41107 | -6.9156 | 13.5858 | -6.1685 | 36.1549 | 1.0126 | 34.3113 | 0.24839 | 69.7746 | 11.7784 | 1.6644 | -9.2039 | 32.1193 | -2.0053 | 35.1435 | 0.31762
4081 | 0.34292 | -6.9873 | 13.5873 | -6.1642 | 36.1152 | 0.9631 | 34.2813 | 0.21856 | 69.8031 | 11.8173 | 1.658 | -9.2104 | 32.1448 | -1.9798 | 35.0514 | 0.22551
4082 | 0.27477 | -7.0589 | 13.5919 | -6.1598 | 36.0755 | 0.91357 | 34.2513 | 0.18872 | 69.8316 | 11.8562 | 1.6515 | -9.2168 | 32.1866 | -1.9379 | 35.0212 | 0.19531
4083 | 0.20662 | -7.1305 | 13.5964 | -6.1555 | 36.0357 | 0.86404 | 34.2213 | 0.15889 | 69.8601 | 11.8952 | 1.6451 | -9.2232 | 32.1234 | -2.001 | 35.0362 | 0.21027
4084 | 0.13847 | -7.2022 | 13.6009 | -6.1512 | 35.996 | 0.8145 | 34.1913 | 0.12906 | 69.8886 | 11.9341 | 1.6387 | -9.2296 | 32.1556 | -1.9688 | 35.0085 | 0.18255
4085 | 0.062207 | -7.2738 | 13.6055 | -6.1468 | 35.9496 | 0.76497 | 34.1612 | 0.099226 | 69.8962 | 11.973 | 1.6323 | -9.2361 | 32.2046 | -1.9198 | 35.0324 | 0.20652
4086 | -0.019549 | -7.3454 | 13.61 | -6.1425 | 35.8986 | 0.71544 | 34.1312 | 0.069393 | 69.8895 | 12.0119 | 1.6258 | -9.2425 | 32.1536 | -1.9707 | 35.0436 | 0.21766
4087 | -0.10131 | -7.43 | 13.6226 | -6.1256 | 35.8476 | 0.66415 | 34.1049 | 0.043198 | 69.8829 | 11.9892 | 1.6061 | -9.2622 | 32.2028 | -1.9215 | 35.026 | 0.20012
4088 | -0.18306 | -7.5146 | 13.639 | -6.1087 | 35.7966 | 0.61286 | 34.0785 | 0.017004 | 69.8763 | 11.9665 | 1.5865 | -9.2819 | 32.1762 | -1.948 | 34.938 | 0.11212
4089 | -0.26482 | -7.5993 | 13.6553 | -6.0918 | 35.7456 | 0.56157 | 34.0521 | -0.0091901 | 69.8697 | 11.9438 | 1.5668 | -9.3015 | 32.1041 | -2.0201 | 34.8589 | 0.033031
4090 | -0.34657 | -7.6839 | 13.6717 | -6.0749 | 35.6946 | 0.51028 | 34.0258 | -0.035384 | 69.8631 | 11.9211 | 1.5471 | -9.3212 | 32.1766 | -1.9474 | 34.8617 | 0.035831
4091 | -0.41667 | -7.7685 | 13.688 | -6.058 | 35.6425 | 0.45899 | 33.9994 | -0.061579 | 69.9011 | 11.8983 | 1.5274 | -9.3409 | 32.2045 | -1.9195 | 34.8095 | -0.01637
4092 | -0.47873 | -7.8531 | 13.7044 | -6.0411 | 35.5898 | 0.4077 | 33.973 | -0.087773 | 69.97 | 11.8756 | 1.5077 | -9.3606 | 32.2063 | -1.9177 | 34.7886 | -0.03726
4093 | -0.54078 | -7.9062 | 13.7197 | -6.0256 | 35.537 | 0.35465 | 33.9776 | -0.083043 | 70.0389 | 11.9779 | 1.5072 | -9.3611 | 32.1263 | -1.9976 | 34.8012 | -0.024748
4094 | -0.60284 | -7.9593 | 13.7345 | -6.0101 | 35.4843 | 0.30159 | 33.9821 | -0.078312 | 70.1077 | 12.0802 | 1.5067 | -9.3617 | 32.1921 | -1.9318 | 34.6888 | -0.13714
4095 | -0.66489 | -8.0124 | 13.7494 | -5.9946 | 35.4315 | 0.24853 | 33.9867 | -0.073582 | 70.1766 | 12.1825 | 1.5061 | -9.3622 | 32.1566 | -1.9672 | 34.6747 | -0.15121
4096 | -0.72694 | -8.0655 | 13.7642 | -5.9791 | 35.3787 | 0.19548 | 33.9912 | -0.068852 | 70.2455 | 12.2848 | 1.5056 | -9.3628 | 32.1862 | -1.9375 | 34.6455 | -0.18044
4097 | -0.77268 | -8.1186 | 13.779 | -5.9636 | 35.3443 | 0.14242 | 33.9958 | -0.064122 | 70.3053 | 12.387 | 1.505 | -9.3633 | 32.2485 | -1.8752 | 34.6647 | -0.16123
4098 | -0.80692 | -8.1717 | 13.7938 | -5.9481 | 35.3229 | 0.089363 | 34.0003 | -0.059391 | 70.3588 | 12.4893 | 1.5045 | -9.3638 | 32.177 | -1.9467 | 34.597 | -0.2289
4099 | -0.84115 | -8.1984 | 13.8056 | -5.9364 | 35.3015 | 0.079531 | 33.9964 | -0.063114 | 70.4123 | 12.5257 | 1.5094 | -9.3589 | 32.198 | -1.9256 | 34.6327 | -0.19318
4100 | -0.87539 | -8.225 | 13.8159 | -5.9246 | 35.2801 | 0.069699 | 33.9925 | -0.066836 | 70.4658 | 12.562 | 1.5143 | -9.354 | 32.2537 | -1.8698 | 34.4992 | -0.32671
4101 | -0.90963 | -8.2517 | 13.8262 | -5.9129 | 35.2586 | 0.059867 | 33.9886 | -0.070559 | 70.5192 | 12.5984 | 1.5192 | -9.3491 | 32.143 | -1.9805 | 34.5 | -0.32591
4102 | -0.94387 | -8.2783 | 13.8366 | -5.9011 | 35.2372 | 0.050036 | 33.9847 | -0.074282 | 70.5727 | 12.6347 | 1.5242 | -9.3442 | 32.2352 | -1.8882 | 34.4989 | -0.32702
4103 | -0.95591 | -8.305 | 13.8469 | -5.8893 | 35.2197 | 0.040204 | 33.9808 | -0.078004 | 70.6199 | 12.671 | 1.5291 | -9.3392 | 32.2147 | -1.9086 | 34.5177 | -0.30814
4104 | -0.95199 | -8.3316 | 13.8572 | -5.8776 | 35.2051 | 0.030372 | 33.9769 | -0.081727 | 70.6625 | 12.7074 | 1.534 | -9.3343 | 32.2058 | -1.9175 | 34.4275 | -0.39842
4105 | -0.94807 | -8.316 | 13.8556 | -5.884 | 35.1905 | 0.014279 | 34.006 | -0.052512 | 70.7052 | 12.7527 | 1.5442 | -9.3241 | 32.1823 | -1.9409 | 34.4106 | -0.41529
4106 | -0.94414 | -8.3003 | 13.8485 | -5.8903 | 35.1759 | -0.0018137 | 34.035 | -0.023297 | 70.7478 | 12.798 | 1.5544 | -9.314 | 32.2239 | -1.8993 | 34.4833 | -0.34261
4107 | -0.94022 | -8.2846 | 13.8414 | -5.8967 | 35.1613 | -0.017907 | 34.0641 | 0.005918 | 70.7905 | 12.8433 | 1.5646 | -9.3038 | 32.2514 | -1.8717 | 34.4903 | -0.33557
4108 | -0.9363 | -8.269 | 13.8342 | -5.9031 | 35.1466 | -0.034 | 34.0931 | 0.035133 | 70.8331 | 12.8886 | 1.5747 | -9.2936 | 32.2574 | -1.8657 | 34.3703 | -0.4556
4109 | -0.92486 | -8.2533 | 13.8271 | -5.9095 | 35.1432 | -0.050093 | 34.1221 | 0.064348 | 70.8225 | 12.9339 | 1.5849 | -9.2834 | 32.3037 | -1.8194 | 34.4786 | -0.3473
4110 | -0.9079 | -8.2376 | 13.82 | -5.9159 | 35.1479 | -0.066185 | 34.1512 | 0.093563 | 70.7728 | 12.9791 | 1.5951 | -9.2732 | 32.2615 | -1.8614 | 34.3565 | -0.46941
4111 | -0.89095 | -8.2194 | 13.8086 | -5.9276 | 35.1526 | -0.053812 | 34.1661 | 0.10864 | 70.7231 | 12.896 | 1.598 | -9.2703 | 32.2504 | -1.8725 | 34.3501 | -0.47573
4112 | -0.87399 | -8.2012 | 13.7954 | -5.9393 | 35.1573 | -0.041438 | 34.181 | 0.12372 | 70.6734 | 12.8128 | 1.601 | -9.2673 | 32.2314 | -1.8914 | 34.4009 | -0.42501
4113 | -0.85703 | -8.1829 | 13.7821 | -5.9511 | 35.1621 | -0.029065 | 34.1959 | 0.1388 | 70.6236 | 12.7297 | 1.6039 | -9.2644 | 32.2356 | -1.8873 | 34.365 | -0.46083
4114 | -0.84008 | -8.1647 | 13.7688 | -5.9628 | 35.1668 | -0.016691 | 34.2108 | 0.15388 | 70.5739 | 12.6465 | 1.6069 | -9.2614 | 32.2793 | -1.8434 | 34.35 | -0.47584
4115 | -0.8109 | -8.1465 | 13.7555 | -5.9746 | 35.1694 | -0.0043174 | 34.2257 | 0.16896 | 70.4942 | 12.5633 | 1.6099 | -9.2585 | 32.2274 | -1.8953 | 34.2942 | -0.53172
4116 | -0.77257 | -8.1283 | 13.7422 | -5.9863 | 35.1704 | 0.0080562 | 34.2406 | 0.18404 | 70.3919 | 12.4802 | 1.6128 | -9.2555 | 32.238 | -1.8847 | 34.2986 | -0.52724
4117 | -0.73423 | -8.082 | 13.716 | -6.0183 | 35.1714 | 0.0052581 | 34.2515 | 0.19515 | 70.2896 | 12.3715 | 1.6119 | -9.2564 | 32.2599 | -1.8627 | 34.2701 | -0.55578
4118 | -0.6959 | -8.0357 | 13.6837 | -6.0504 | 35.1724 | 0.00246 | 34.2625 | 0.20626 | 70.1873 | 12.2629 | 1.611 | -9.2573 | 32.1571 | -1.9655 | 34.2639 | -0.56199
4119 | -0.65756 | -7.9894 | 13.6515 | -6.0824 | 35.1734 | -0.00033806 | 34.2734 | 0.21738 | 70.0851 | 12.1542 | 1.6101 | -9.2582 | 32.1834 | -1.9391 | 34.2733 | -0.55255
4120 | -0.61923 | -7.9432 | 13.6193 | -6.1144 | 35.1744 | -0.0031361 | 34.2843 | 0.22849 | 69.9828 | 12.0455 | 1.6092 | -9.2591 | 32.2052 | -1.9173 | 34.1986 | -0.62723
4121 | -0.588 | -7.8969 | 13.587 | -6.1465 | 35.1823 | -0.0059342 | 34.2953 | 0.2396 | 69.9053 | 11.9369 | 1.6083 | -9.26 | 32.0798 | -2.0426 | 34.2069 | -0.61894
4122 | -0.56221 | -7.8506 | 13.5548 | -6.1785 | 35.1955 | -0.0087323 | 34.3062 | 0.25071 | 69.8466 | 11.8282 | 1.6074 | -9.2609 | 32.1438 | -1.9785 | 34.1816 | -0.64426
4123 | -0.53643 | -7.8313 | 13.5268 | -6.2054 | 35.2086 | 0.010323 | 34.3032 | 0.24791 | 69.788 | 11.7876 | 1.5953 | -9.273 | 32.1958 | -1.9265 | 34.2257 | -0.60013
4124 | -0.51064 | -7.8119 | 13.5008 | -6.2323 | 35.2218 | 0.029379 | 34.3002 | 0.2451 | 69.7293 | 11.747 | 1.5833 | -9.285 | 32.1043 | -2.0179 | 34.1388 | -0.68707
4125 | -0.48485 | -7.7925 | 13.4748 | -6.2591 | 35.235 | 0.048435 | 34.2973 | 0.24229 | 69.6707 | 11.7064 | 1.5713 | -9.2971 | 32.0907 | -2.0315 | 34.0968 | -0.72908
4126 | -0.45906 | -7.7732 | 13.4487 | -6.286 | 35.2482 | 0.06749 | 34.2943 | 0.23949 | 69.612 | 11.6658 | 1.5592 | -9.3091 | 32.1415 | -1.9806 | 34.1044 | -0.72148
4127 | -0.43477 | -7.7538 | 13.4227 | -6.3129 | 35.2738 | 0.086546 | 34.2913 | 0.23668 | 69.5857 | 11.6252 | 1.5472 | -9.3211 | 32.1236 | -1.9985 | 34.0464 | -0.77949
4128 | -0.41167 | -7.7344 | 13.3967 | -6.3397 | 35.3091 | 0.1056 | 34.2883 | 0.23387 | 69.5847 | 11.5846 | 1.5351 | -9.3332 | 32.0786 | -2.0434 | 34.1175 | -0.70841
4129 | -0.38856 | -7.7092 | 13.3861 | -6.3414 | 35.3444 | 0.14687 | 34.2853 | 0.23108 | 69.5837 | 11.5979 | 1.534 | -9.3344 | 32.1549 | -1.9671 | 34.1009 | -0.725
4130 | -0.36545 | -7.6839 | 13.3826 | -6.343 | 35.3797 | 0.18813 | 34.2824 | 0.22829 | 69.5826 | 11.6111 | 1.5328 | -9.3355 | 32.253 | -1.8689 | 34.1269 | -0.69898
4131 | -0.34234 | -7.6587 | 13.379 | -6.3446 | 35.415 | 0.2294 | 34.2794 | 0.2255 | 69.5816 | 11.6244 | 1.5316 | -9.3367 | 32.1634 | -1.9584 | 34.0911 | -0.73475
4132 | -0.31923 | -7.6335 | 13.3755 | -6.3462 | 35.4504 | 0.27067 | 34.2764 | 0.22271 | 69.5805 | 11.6376 | 1.5305 | -9.3379 | 32.1239 | -1.9979 | 34.093 | -0.73289
4133 | -0.30277 | -7.6083 | 13.372 | -6.3479 | 35.477 | 0.31193 | 34.2735 | 0.21991 | 69.5778 | 11.6509 | 1.5293 | -9.3391 | 32.1399 | -1.9818 | 34.0884 | -0.73741
4134 | -0.2916 | -7.583 | 13.3685 | -6.3495 | 35.4968 | 0.3532 | 34.2705 | 0.21712 | 69.5736 | 11.6641 | 1.5281 | -9.3402 | 32.1114 | -2.0103 | 34.0751 | -0.75073
4135 | -0.28044 | -7.576 | 13.3471 | -6.3788 | 35.5165 | 0.36567 | 34.2469 | 0.19368 | 69.5694 | 11.6543 | 1.5306 | -9.3377 | 32.1547 | -1.9669 | 34.1163 | -0.70955
4136 | -0.26927 | -7.5689 | 13.3178 | -6.408 | 35.5363 | 0.37814 | 34.2233 | 0.17024 | 69.5652 | 11.6444 | 1.5331 | -9.3353 | 32.1747 | -1.9469 | 34.091 | -0.73482
4137 | -0.2581 | -7.5619 | 13.2884 | -6.4373 | 35.5561 | 0.39062 | 34.1996 | 0.1468 | 69.5611 | 11.6345 | 1.5355 | -9.3328 | 32.2656 | -1.8559 | 34.111 | -0.71481
4138 | -0.24693 | -7.5548 | 13.259 | -6.4665 | 35.5758 | 0.40309 | 34.176 | 0.12337 | 69.5569 | 11.6246 | 1.538 | -9.3303 | 32.1347 | -1.9867 | 34.0463 | -0.77951
4139 | -0.24574 | -7.5477 | 13.2296 | -6.4958 | 35.5905 | 0.41556 | 34.1524 | 0.099927 | 69.5739 | 11.6148 | 1.5405 | -9.3278 | 32.2544 | -1.867 | 34.1252 | -0.70065
4140 | -0.25266 | -7.5407 | 13.2003 | -6.525 | 35.6009 | 0.42804 | 34.1288 | 0.076488 | 69.608 | 11.6049 | 1.543 | -9.3253 | 32.1846 | -1.9368 | 34.0554 | -0.77045
4141 | -0.25958 | -7.5517 | 13.1758 | -6.5474 | 35.6114 | 0.43807 | 34.0932 | 0.041032 | 69.6421 | 11.6547 | 1.5406 | -9.3277 | 32.2425 | -1.8788 | 34.1052 | -0.72064
4142 | -0.2665 | -7.5626 | 13.1535 | -6.5697 | 35.6219 | 0.44811 | 34.0575 | 0.0055754 | 69.6763 | 11.7046 | 1.5382 | -9.3301 | 32.2235 | -1.8977 | 33.9976 | -0.82824
4143 | -0.27341 | -7.5736 | 13.1313 | -6.592 | 35.6324 | 0.45814 | 34.0219 | -0.029881 | 69.7104 | 11.7544 | 1.5358 | -9.3325 | 32.2485 | -1.8726 | 34.0256 | -0.80024
4144 | -0.28033 | -7.5846 | 13.109 | -6.6144 | 35.6429 | 0.46818 | 33.9863 | -0.065337 | 69.7445 | 11.8043 | 1.5334 | -9.3349 | 32.2424 | -1.8787 | 34.0559 | -0.76989
4145 | -0.29798 | -7.5956 | 13.0867 | -6.6367 | 35.6466 | 0.47821 | 33.9506 | -0.10079 | 69.7817 | 11.8541 | 1.531 | -9.3374 | 32.2809 | -1.8402 | 34.0459 | -0.77996
4146 | -0.32452 | -7.6066 | 13.0645 | -6.6591 | 35.6446 | 0.48825 | 33.915 | -0.13625 | 69.8215 | 11.904 | 1.5286 | -9.3398 | 32.2681 | -1.8529 | 34.0224 | -0.80344
4147 | -0.35106 | -7.6377 | 13.0494 | -6.6707 | 35.6427 | 0.48236 | 33.8879 | -0.16312 | 69.8613 | 11.9406 | 1.5226 | -9.3457 | 32.2848 | -1.8361 | 34.0977 | -0.72811
4148 | -0.37761 | -7.6688 | 13.0375 | -6.6824 | 35.6407 | 0.47648 | 33.8609 | -0.18999 | 69.901 | 11.9773 | 1.5167 | -9.3516 | 32.2958 | -1.8251 | 34.138 | -0.68787
4149 | -0.40415 | -7.7 | 13.0255 | -6.6941 | 35.6388 | 0.4706 | 33.8338 | -0.21686 | 69.9408 | 12.0139 | 1.5108 | -9.3576 | 32.3402 | -1.7807 | 34.1569 | -0.66899
4150 | -0.43069 | -7.7311 | 13.0136 | -6.7057 | 35.6368 | 0.46472 | 33.8068 | -0.24373 | 69.9806 | 12.0506 | 1.5048 | -9.3635 | 32.3571 | -1.7637 | 34.07 | -0.75581
4151 | -0.46043 | -7.7622 | 13.0017 | -6.7174 | 35.624 | 0.45884 | 33.7797 | -0.2706 | 70.0458 | 12.0873 | 1.4989 | -9.3695 | 32.2531 | -1.8676 | 34.1829 | -0.64289
4152 | -0.49287 | -7.7934 | 12.9898 | -6.7291 | 35.6022 | 0.45296 | 33.7527 | -0.29747 | 70.1327 | 12.1239 | 1.4929 | -9.3754 | 32.2676 | -1.8531 | 34.2032 | -0.62265
4153 | -0.52531 | -7.8254 | 12.982 | -6.7362 | 35.5803 | 0.42578 | 33.7214 | -0.32863 | 70.2195 | 12.2285 | 1.4984 | -9.37 | 32.2816 | -1.8391 | 34.1558 | -0.66999
4154 | -0.55775 | -7.8575 | 12.9759 | -6.7434 | 35.5584 | 0.39861 | 33.69 | -0.35979 | 70.3064 | 12.3331 | 1.5038 | -9.3645 | 32.266 | -1.8546 | 34.2008 | -0.62501
4155 | -0.59018 | -7.8896 | 12.9699 | -6.7505 | 35.5365 | 0.37144 | 33.6587 | -0.39095 | 70.3933 | 12.4377 | 1.5092 | -9.3591 | 32.288 | -1.8325 | 34.1089 | -0.71691
4156 | -0.62262 | -7.9217 | 12.9638 | -6.7577 | 35.5146 | 0.34427 | 33.6274 | -0.4221 | 70.4801 | 12.5422 | 1.5147 | -9.3537 | 32.26 | -1.8604 | 34.1835 | -0.64232
4157 | -0.66322 | -7.9538 | 12.9578 | -6.7648 | 35.4935 | 0.3171 | 33.596 | -0.45326 | 70.5511 | 12.6468 | 1.5201 | -9.3482 | 32.3362 | -1.7842 | 34.2195 | -0.60629
4158 | -0.71085 | -7.9858 | 12.9517 | -6.7719 | 35.4731 | 0.28992 | 33.5647 | -0.48442 | 70.6082 | 12.7514 | 1.5255 | -9.3428 | 32.1803 | -1.9401 | 34.1631 | -0.66278
4159 | -0.75849 | -8.038 | 12.9655 | -6.7484 | 35.4527 | 0.27205 | 33.5534 | -0.49553 | 70.6654 | 12.7927 | 1.5238 | -9.3445 | 32.2411 | -1.8792 | 34.2148 | -0.61099
4160 | -0.80613 | -8.0902 | 12.988 | -6.7249 | 35.4322 | 0.25417 | 33.5421 | -0.50664 | 70.7226 | 12.834 | 1.5221 | -9.3462 | 32.2563 | -1.8639 | 34.2564 | -0.56942
4161 | -0.85376 | -8.1424 | 13.0105 | -6.7014 | 35.4118 | 0.23629 | 33.5308 | -0.51775 | 70.7798 | 12.8753 | 1.5204 | -9.3479 | 32.2471 | -1.8731 | 34.2548 | -0.57103
4162 | -0.9014 | -8.1945 | 13.033 | -6.6779 | 35.3914 | 0.21842 | 33.5195 | -0.52886 | 70.837 | 12.9166 | 1.5187 | -9.3496 | 32.1789 | -1.9412 | 34.2242 | -0.60159
4163 | -0.94465 | -8.2467 | 13.0556 | -6.6544 | 35.3726 | 0.20054 | 33.5082 | -0.53997 | 70.8817 | 12.9579 | 1.517 | -9.3514 | 32.2039 | -1.9162 | 34.3122 | -0.51362
4164 | -0.98404 | -8.2989 | 13.0781 | -6.6309 | 35.3553 | 0.18266 | 33.497 | -0.55108 | 70.9154 | 12.9992 | 1.5153 | -9.353 | 32.1997 | -1.9203 | 34.3197 | -0.50611
4165 | -1.0234 | -8.3331 | 13.0945 | -6.6174 | 35.338 | 0.16578 | 33.5179 | -0.52995 | 70.9491 | 13.0306 | 1.532 | -9.3363 | 32.156 | -1.964 | 34.3656 | -0.46023
4166 | -1.0628 | -8.3673 | 13.1082 | -6.6038 | 35.3206 | 0.14889 | 33.5388 | -0.50883 | 70.9827 | 13.062 | 1.5487 | -9.3196 | 32.1885 | -1.9314 | 34.3371 | -0.48874
4167 | -1.1022 | -8.4015 | 13.122 | -6.5902 | 35.3033 | 0.132 | 33.5598 | -0.4877 | 71.0164 | 13.0935 | 1.5655 | -9.3028 | 32.1426 | -1.9773 | 34.4042 | -0.42161
4168 | -1.1416 | -8.4357 | 13.1357 | -6.5766 | 35.286 | 0.11512 | 33.5807 | -0.46657 | 71.0501 | 13.1249 | 1.5822 | -9.2861 | 32.1895 | -1.9303 | 34.3732 | -0.45257
4169 | -1.1677 | -8.4699 | 13.1494 | -6.563 | 35.2739 | 0.098231 | 33.6017 | -0.44545 | 71.0666 | 13.1564 | 1.599 | -9.2694 | 32.2152 | -1.9045 | 34.4627 | -0.36308
4170 | -1.1819 | -8.5041 | 13.1632 | -6.5495 | 35.2664 | 0.081344 | 33.6226 | -0.42432 | 71.0679 | 13.1878 | 1.6157 | -9.2526 | 32.0844 | -2.0353 | 34.4317 | -0.39415
4171 | -1.196 | -8.5106 | 13.1849 | -6.5235 | 35.2589 | 0.077276 | 33.674 | -0.37276 | 71.0691 | 13.1791 | 1.6464 | -9.222 | 32.1398 | -1.9799 | 34.4508 | -0.37504
4172 | -1.2102 | -8.5172 | 13.21 | -6.4974 | 35.2514 | 0.073207 | 33.7254 | -0.32119 | 71.0703 | 13.1704 | 1.677 | -9.1913 | 32.1842 | -1.9354 | 34.4416 | -0.38421
4173 | -1.2244 | -8.5237 | 13.2352 | -6.4714 | 35.2438 | 0.069139 | 33.7768 | -0.26962 | 71.0715 | 13.1617 | 1.7077 | -9.1606 | 32.1595 | -1.9601 | 34.4653 | -0.36046
4174 | -1.2385 | -8.5302 | 13.2604 | -6.4454 | 35.2363 | 0.065071 | 33.8282 | -0.21805 | 71.0727 | 13.153 | 1.7384 | -9.1299 | 32.1668 | -1.9527 | 34.5221 | -0.30371
4175 | -1.2369 | -8.5368 | 13.2856 | -6.4194 | 35.2402 | 0.061002 | 33.8796 | -0.16648 | 71.0103 | 13.1443 | 1.769 | -9.0993 | 32.1657 | -1.9538 | 34.5357 | -0.29012
4176 | -1.2207 | -8.5433 | 13.3108 | -6.3934 | 35.2543 | 0.056934 | 33.931 | -0.11491 | 70.8895 | 13.1356 | 1.7997 | -9.0686 | 32.1628 | -1.9566 | 34.4671 | -0.35868
4177 | -1.2045 | -8.5186 | 13.3303 | -6.3744 | 35.2685 | 0.07755 | 33.9855 | -0.060201 | 70.7687 | 12.9772 | 1.8366 | -9.0317 | 32.1376 | -1.9817 | 34.5374 | -0.28835
4178 | -1.1884 | -8.4939 | 13.3473 | -6.3555 | 35.2827 | 0.098167 | 34.04 | -0.0054924 | 70.648 | 12.8187 | 1.8735 | -8.9948 | 32.1199 | -1.9994 | 34.537 | -0.28884
4179 | -1.1722 | -8.4693 | 13.3643 | -6.3365 | 35.2969 | 0.11878 | 34.0946 | 0.049217 | 70.5272 | 12.6603 | 1.9104 | -8.9579 | 32.1655 | -1.9538 | 34.6064 | -0.21939
4180 | -1.156 | -8.4446 | 13.3813 | -6.3176 | 35.3111 | 0.1394 | 34.1491 | 0.10393 | 70.4064 | 12.5019 | 1.9473 | -8.921 | 32.1359 | -1.9833 | 34.5882 | -0.23764
4181 | -1.1359 | -8.4199 | 13.3983 | -6.2986 | 35.3199 | 0.16002 | 34.2036 | 0.15863 | 70.3081 | 12.3435 | 1.9842 | -8.8841 | 32.1622 | -1.9569 | 34.5522 | -0.2736
4182 | -1.1121 | -8.3952 | 13.4154 | -6.2797 | 35.3237 | 0.18063 | 34.2582 | 0.21334 | 70.2308 | 12.1851 | 2.0211 | -8.8473 | 32.1813 | -1.9377 | 34.5583 | -0.26747
4183 | -1.0883 | -8.3709 | 13.4126 | -6.2895 | 35.3275 | 0.17898 | 34.2617 | 0.21706 | 70.1534 | 12.1355 | 2.0523 | -8.816 | 32.1937 | -1.9253 | 34.5879 | -0.23786
4184 | -1.0644 | -8.3465 | 13.4012 | -6.2994 | 35.3313 | 0.17733 | 34.2652 | 0.22078 | 70.0761 | 12.086 | 2.0835 | -8.7848 | 32.2122 | -1.9067 | 34.5341 | -0.29164
4185 | -1.0406 | -8.3222 | 13.3899 | -6.3092 | 35.3351 | 0.17568 | 34.2688 | 0.2245 | 69.9988 | 12.0365 | 2.1148 | -8.7535 | 32.1718 | -1.9471 | 34.496 | -0.32979
4186 | -1.0168 | -8.2979 | 13.3785 | -6.3191 | 35.3389 | 0.17403 | 34.2723 | 0.22822 | 69.9215 | 11.987 | 2.146 | -8.7223 | 32.2237 | -1.8951 | 34.4518 | -0.37398
4187 | -0.99162 | -8.2735 | 13.3672 | -6.3289 | 35.3367 | 0.17238 | 34.2759 | 0.23194 | 69.8597 | 11.9375 | 2.1773 | -8.691 | 32.2117 | -1.9071 | 34.4417 | -0.38405
4188 | -0.96514 | -8.2492 | 13.3558 | -6.3387 | 35.3289 | 0.17073 | 34.2794 | 0.23566 | 69.8128 | 11.8879 | 2.2085 | -8.6598 | 32.2202 | -1.8986 | 34.3438 | -0.48197
4189 | -0.93867 | -8.2212 | 13.3304 | -6.3692 | 35.321 | 0.16105 | 34.2961 | 0.25258 | 69.7658 | 11.8422 | 2.202 | -8.6663 | 32.2819 | -1.8368 | 34.3202 | -0.50557
4190 | -0.9122 | -8.1932 | 13.299 | -6.3997 | 35.3132 | 0.15137 | 34.3129 | 0.2695 | 69.7189 | 11.7966 | 2.1955 | -8.6728 | 32.2024 | -1.9163 | 34.2593 | -0.56653
4191 | -0.88572 | -8.1652 | 13.2675 | -6.4302 | 35.3054 | 0.14169 | 34.3296 | 0.28642 | 69.672 | 11.7509 | 2.189 | -8.6793 | 32.1742 | -1.9444 | 34.233 | -0.59275
4192 | -0.85925 | -8.1372 | 13.2361 | -6.4607 | 35.2975 | 0.13201 | 34.3464 | 0.30334 | 69.625 | 11.7052 | 2.1825 | -8.6858 | 32.1767 | -1.9418 | 34.1319 | -0.69392
4193 | -0.83667 | -8.1092 | 13.2046 | -6.4912 | 35.2855 | 0.12233 | 34.3631 | 0.32025 | 69.5681 | 11.6595 | 2.1761 | -8.6922 | 32.114 | -2.0045 | 34.0569 | -0.76889
4194 | -0.81787 | -8.0812 | 13.1732 | -6.5217 | 35.2695 | 0.11266 | 34.3798 | 0.33717 | 69.5016 | 11.6138 | 2.1696 | -8.6988 | 32.168 | -1.9504 | 34.0251 | -0.80071
4195 | -0.79907 | -8.0647 | 13.1359 | -6.5618 | 35.2534 | 0.094695 | 34.3425 | 0.30001 | 69.4351 | 11.5407 | 2.1452 | -8.7231 | 32.1432 | -1.9752 | 34.0167 | -0.80908
4196 | -0.78027 | -8.0482 | 13.0962 | -6.6019 | 35.2374 | 0.076735 | 34.3051 | 0.26284 | 69.3685 | 11.4675 | 2.1209 | -8.7474 | 32.1224 | -1.996 | 33.9274 | -0.89834
4197 | -0.76147 | -8.0316 | 13.0565 | -6.642 | 35.2213 | 0.058774 | 34.2678 | 0.22567 | 69.302 | 11.3944 | 2.0966 | -8.7717 | 32.1625 | -1.9557 | 33.8897 | -0.93605
4198 | -0.74267 | -8.0151 | 13.0168 | -6.682 | 35.2052 | 0.040814 | 34.2304 | 0.1885 | 69.2355 | 11.3213 | 2.0723 | -8.796 | 32.1368 | -1.9814 | 33.8292 | -0.99655
4199 | -0.723 | -7.9986 | 12.9771 | -6.7221 | 35.1868 | 0.022854 | 34.1931 | 0.15133 | 69.1854 | 11.2481 | 2.0479 | -8.8204 | 32.1344 | -1.9838 | 33.8297 | -0.99605
4200 | -0.70245 | -7.9821 | 12.9374 | -6.7622 | 35.166 | 0.0048938 | 34.1557 | 0.11417 | 69.1517 | 11.175 | 2.0236 | -8.8447 | 32.0849 | -2.0332 | 33.7698 | -1.056
4201 | -0.68191 | -7.9594 | 12.9092 | -6.7853 | 35.1452 | -0.016615 | 34.0999 | 0.058478 | 69.118 | 11.1548 | 2.0223 | -8.846 | 32.1647 | -1.9533 | 33.7451 | -1.0807
4202 | -0.66137 | -7.9367 | 12.886 | -6.8085 | 35.1244 | -0.038123 | 34.044 | 0.0027906 | 69.0843 | 11.1347 | 2.021 | -8.8473 | 32.1453 | -1.9728 | 33.6361 | -1.1897
4203 | -0.64083 | -7.914 | 12.8628 | -6.8316 | 35.1036 | -0.059632 | 33.9881 | -0.052897 | 69.0506 | 11.1145 | 2.0197 | -8.8486 | 32.1202 | -1.9977 | 33.6514 | -1.1744
4204 | -0.62029 | -7.8913 | 12.8395 | -6.8547 | 35.0828 | -0.08114 | 33.9323 | -0.10858 | 69.0169 | 11.0943 | 2.0184 | -8.8499 | 32.2199 | -1.898 | 33.6304 | -1.1954
4205 | -0.5924 | -7.8686 | 12.8163 | -6.8779 | 35.0649 | -0.10265 | 33.8764 | -0.16427 | 69.0199 | 11.0742 | 2.0171 | -8.8512 | 32.125 | -1.9928 | 33.6346 | -1.1912
4206 | -0.55706 | -7.8459 | 12.7931 | -6.901 | 35.0499 | -0.12416 | 33.8205 | -0.21996 | 69.0602 | 11.054 | 2.0158 | -8.8525 | 32.1574 | -1.9604 | 33.5984 | -1.2273
4207 | -0.52172 | -7.8056 | 12.7758 | -6.9165 | 35.0348 | -0.13679 | 33.7635 | -0.27683 | 69.1005 | 11.1147 | 2.0159 | -8.8524 | 32.1681 | -1.9497 | 33.6002 | -1.2256
4208 | -0.48638 | -7.7653 | 12.7611 | -6.932 | 35.0198 | -0.14942 | 33.7064 | -0.3337 | 69.1408 | 11.1755 | 2.0159 | -8.8524 | 32.1528 | -1.9648 | 33.6485 | -1.1772
4209 | -0.45104 | -7.7249 | 12.7464 | -6.9475 | 35.0048 | -0.16205 | 33.6494 | -0.39057 | 69.181 | 11.2362 | 2.016 | -8.8523 | 32.1799 | -1.9377 | 33.6186 | -1.2072
4210 | -0.41571 | -7.6846 | 12.7317 | -6.963 | 34.9898 | -0.17468 | 33.5923 | -0.44744 | 69.2213 | 11.297 | 2.016 | -8.8523 | 32.1983 | -1.9193 | 33.579 | -1.2468
4211 | -0.38606 | -7.6442 | 12.717 | -6.9786 | 34.9808 | -0.18731 | 33.5353 | -0.50431 | 69.2733 | 11.3577 | 2.0161 | -8.8522 | 32.2133 | -1.9042 | 33.7091 | -1.1166
4212 | -0.3623 | -7.6039 | 12.7023 | -6.9941 | 34.9779 | -0.19994 | 33.4782 | -0.56118 | 69.3375 | 11.4185 | 2.0162 | -8.8521 | 32.2362 | -1.8813 | 33.6756 | -1.1502
4213 | -0.33854 | -7.5848 | 12.705 | -6.9837 | 34.9751 | -0.19926 | 33.4437 | -0.59553 | 69.4016 | 11.4841 | 2.0414 | -8.8269 | 32.227 | -1.8904 | 33.7223 | -1.1035
4214 | -0.31478 | -7.5657 | 12.7151 | -6.9733 | 34.9723 | -0.19859 | 33.4092 | -0.62988 | 69.4657 | 11.5497 | 2.0667 | -8.8016 | 32.2351 | -1.8822 | 33.7657 | -1.0601
4215 | -0.29102 | -7.5466 | 12.7252 | -6.9629 | 34.9695 | -0.19791 | 33.3747 | -0.66423 | 69.5298 | 11.6153 | 2.092 | -8.7764 | 32.2195 | -1.8979 | 33.7798 | -1.046
4216 | -0.26726 | -7.5275 | 12.7353 | -6.9526 | 34.9667 | -0.19724 | 33.3401 | -0.69857 | 69.5939 | 11.681 | 2.1172 | -8.7511 | 32.1848 | -1.9325 | 33.8913 | -0.93446
4217 | -0.24764 | -7.5085 | 12.7454 | -6.9422 | 34.967 | -0.19656 | 33.3056 | -0.73292 | 69.6886 | 11.7466 | 2.1425 | -8.7258 | 32.2388 | -1.8785 | 33.9378 | -0.88794
4218 | -0.23237 | -7.4894 | 12.7555 | -6.9318 | 34.9705 | -0.19589 | 33.2711 | -0.76727 | 69.8156 | 11.8122 | 2.1677 | -8.7006 | 32.2061 | -1.9111 | 33.9136 | -0.91216
4219 | -0.21711 | -7.4746 | 12.7689 | -6.9173 | 34.974 | -0.19122 | 33.2445 | -0.79368 | 69.9426 | 11.9598 | 2.1986 | -8.6697 | 32.1363 | -1.9808 | 33.9459 | -0.8799
4220 | -0.20185 | -7.4598 | 12.7837 | -6.9028 | 34.9775 | -0.18655 | 33.2179 | -0.82009 | 70.0696 | 12.1073 | 2.2295 | -8.6388 | 32.1426 | -1.9745 | 34.0663 | -0.75945
4221 | -0.18659 | -7.445 | 12.7984 | -6.8883 | 34.981 | -0.18189 | 33.1913 | -0.8465 | 70.1966 | 12.2549 | 2.2604 | -8.6079 | 32.0989 | -2.0182 | 34.05 | -0.77576
4222 | -0.17133 | -7.4301 | 12.8132 | -6.8738 | 34.9845 | -0.17722 | 33.1647 | -0.87291 | 70.3236 | 12.4024 | 2.2913 | -8.577 | 32.0379 | -2.0791 | 34.0451 | -0.78069
4223 | -0.17152 | -7.4153 | 12.828 | -6.8593 | 34.9902 | -0.17255 | 33.1381 | -0.89932 | 70.4075 | 12.55 | 2.3222 | -8.5461 | 32.0235 | -2.0934 | 34.1207 | -0.70508
4224 | -0.18836 | -7.4005 | 12.8427 | -6.8448 | 34.9984 | -0.16788 | 33.1115 | -0.92572 | 70.445 | 12.6976 | 2.3531 | -8.5152 | 31.9249 | -2.1919 | 34.0906 | -0.73513
4225 | -0.2052 | -7.4269 | 12.8679 | -6.8153 | 35.0065 | -0.15835 | 33.1022 | -0.93485 | 70.4826 | 12.6994 | 2.3676 | -8.5008 | 31.9519 | -2.165 | 34.1321 | -0.69369
4226 | -0.22204 | -7.4533 | 12.8974 | -6.7858 | 35.0147 | -0.14882 | 33.0929 | -0.94397 | 70.5201 | 12.7013 | 2.3819 | -8.4864 | 31.8615 | -2.2553 | 34.189 | -0.63674
4227 | -0.23888 | -7.4797 | 12.9269 | -6.7563 | 35.0228 | -0.13928 | 33.0836 | -0.95309 | 70.5576 | 12.7032 | 2.3963 | -8.472 | 31.7902 | -2.3265 | 34.1495 | -0.67626
4228 | -0.25572 | -7.5061 | 12.9564 | -6.7267 | 35.031 | -0.12975 | 33.0743 | -0.96221 | 70.5952 | 12.7051 | 2.4108 | -8.4576 | 31.7393 | -2.3774 | 34.1899 | -0.63587
4229 | -0.28313 | -7.5325 | 12.9859 | -6.6972 | 35.029 | -0.12022 | 33.065 | -0.97133 | 70.6063 | 12.707 | 2.4252 | -8.4431 | 31.7093 | -2.4073 | 34.2555 | -0.57019
4230 | -0.32217 | -7.5589 | 13.0154 | -6.6677 | 35.0158 | -0.11068 | 33.0557 | -0.98045 | 70.5882 | 12.7089 | 2.4396 | -8.4288 | 31.5707 | -2.5458 | 34.2689 | -0.55685
4231 | -0.3612 | -7.6013 | 13.0513 | -6.6287 | 35.0026 | -0.13106 | 33.0523 | -0.98367 | 70.5702 | 12.6848 | 2.4001 | -8.4682 | 31.5793 | -2.5372 | 34.2118 | -0.61395
4232 | -0.40024 | -7.6436 | 13.0898 | -6.5897 | 34.9894 | -0.15144 | 33.0489 | -0.98689 | 70.5522 | 12.6607 | 2.3605 | -8.5078 | 31.4981 | -2.6183 | 34.1396 | -0.68612
4233 | -0.43927 | -7.686 | 13.1284 | -6.5507 | 34.9762 | -0.17181 | 33.0455 | -0.99011 | 70.5342 | 12.6366 | 2.3211 | -8.5473 | 31.3969 | -2.7195 | 34.1759 | -0.64984
4234 | -0.47831 | -7.7283 | 13.1669 | -6.5117 | 34.963 | -0.19219 | 33.0421 | -0.99333 | 70.5162 | 12.6125 | 2.2815 | -8.5868 | 31.4224 | -2.694 | 34.1457 | -0.67999
4235 | -0.51561 | -7.7707 | 13.2054 | -6.4727 | 34.9521 | -0.21256 | 33.0387 | -0.99655 | 70.4702 | 12.5883 | 2.242 | -8.6263 | 31.3047 | -2.8116 | 34.1653 | -0.66042
4236 | -0.55097 | -7.813 | 13.244 | -6.4336 | 34.9439 | -0.23294 | 33.0353 | -0.99978 | 70.3928 | 12.5642 | 2.2025 | -8.6658 | 31.2804 | -2.8358 | 34.1403 | -0.6854
4237 | -0.58632 | -7.8453 | 13.2824 | -6.3945 | 34.9357 | -0.23696 | 33.0688 | -0.96609 | 70.3155 | 12.47 | 2.1669 | -8.7014 | 31.2969 | -2.8193 | 34.1541 | -0.67164
4238 | -0.62168 | -7.8776 | 13.3209 | -6.3553 | 34.9275 | -0.24097 | 33.1023 | -0.93241 | 70.2381 | 12.3757 | 2.1314 | -8.7369 | 31.2376 | -2.8786 | 34.1382 | -0.68752
4239 | -0.65704 | -7.9099 | 13.3593 | -6.3162 | 34.9193 | -0.24499 | 33.1358 | -0.89873 | 70.1607 | 12.2814 | 2.0958 | -8.7725 | 31.2635 | -2.8525 | 34.067 | -0.75873
4240 | -0.69239 | -7.9422 | 13.3977 | -6.277 | 34.9111 | -0.24901 | 33.1693 | -0.86505 | 70.0834 | 12.1872 | 2.0602 | -8.8081 | 31.2738 | -2.8422 | 34.0871 | -0.73861
4241 | -0.71364 | -7.9745 | 13.4361 | -6.2379 | 34.9084 | -0.25303 | 33.2028 | -0.83136 | 70.0177 | 12.0929 | 2.0246 | -8.8437 | 31.2658 | -2.8502 | 34.0313 | -0.79446
4242 | -0.71876 | -8.0067 | 13.4746 | -6.1987 | 34.912 | -0.25705 | 33.2363 | -0.79768 | 69.9656 | 11.9987 | 1.9891 | -8.8793 | 31.2734 | -2.8426 | 34.0979 | -0.72784
4243 | -0.72387 | -8.0023 | 13.5078 | -6.1646 | 34.9156 | -0.25074 | 33.2817 | -0.75211 | 69.9134 | 11.9605 | 1.9825 | -8.8858 | 31.2573 | -2.8586 | 34.058 | -0.76777
4244 | -0.72899 | -7.9978 | 13.539 | -6.1304 | 34.9192 | -0.24444 | 33.3271 | -0.70653 | 69.8612 | 11.9223 | 1.9759 | -8.8925 | 31.2573 | -2.8585 | 34.0151 | -0.81067
4245 | -0.7341 | -7.9933 | 13.5701 | -6.0963 | 34.9228 | -0.23813 | 33.3725 | -0.66096 | 69.809 | 11.8841 | 1.9693 | -8.8991 | 31.316 | -2.7998 | 34.0218 | -0.80388
4246 | -0.73922 | -7.9889 | 13.6013 | -6.0621 | 34.9264 | -0.23182 | 33.4179 | -0.61538 | 69.7568 | 11.8459 | 1.9627 | -8.9056 | 31.3049 | -2.8108 | 34.0071 | -0.81863
4247 | -0.72249 | -7.9844 | 13.6324 | -6.028 | 34.9397 | -0.22552 | 33.4633 | -0.56981 | 69.7166 | 11.8077 | 1.9561 | -8.9123 | 31.3214 | -2.7942 | 34.0597 | -0.76605
4248 | -0.68026 | -7.9799 | 13.6635 | -5.9938 | 34.9643 | -0.21921 | 33.5087 | -0.52424 | 69.6903 | 11.7695 | 1.9494 | -8.9189 | 31.4056 | -2.71 | 33.9022 | -0.92348
4249 | -0.63804 | -7.9248 | 13.659 | -6.0117 | 34.9888 | -0.18856 | 33.5994 | -0.43332 | 69.664 | 11.7474 | 1.9642 | -8.9041 | 31.4171 | -2.6984 | 33.9107 | -0.91498
4250 | -0.59582 | -7.8696 | 13.6396 | -6.0295 | 35.0134 | -0.15791 | 33.6901 | -0.3424 | 69.6376 | 11.7253 | 1.9789 | -8.8894 | 31.504 | -2.6115 | 33.8912 | -0.93456
4251 | -0.55359 | -7.8144 | 13.6203 | -6.0473 | 35.0379 | -0.12726 | 33.7809 | -0.25148 | 69.6113 | 11.7032 | 1.9937 | -8.8746 | 31.496 | -2.6195 | 33.9036 | -0.92212
4252 | -0.51137 | -7.7593 | 13.601 | -6.0651 | 35.0625 | -0.096606 | 33.8716 | -0.16056 | 69.585 | 11.6811 | 2.0084 | -8.8599 | 31.5169 | -2.5985 | 33.8007 | -1.025
4253 | -0.4579 | -7.7041 | 13.5816 | -6.083 | 35.0905 | -0.065956 | 33.9624 | -0.069647 | 69.5602 | 11.659 | 2.0232 | -8.8451 | 31.6101 | -2.5052 | 33.7681 | -1.0576
4254 | -0.39105 | -7.6489 | 13.5623 | -6.1008 | 35.1229 | -0.035305 | 34.0531 | 0.02127 | 69.5372 | 11.6369 | 2.0379 | -8.8304 | 31.6026 | -2.5128 | 33.7951 | -1.0306
4255 | -0.3242 | -7.5775 | 13.5271 | -6.1397 | 35.1552 | -0.0022174 | 34.0923 | 0.060639 | 69.5142 | 11.614 | 2.0663 | -8.8021 | 31.6672 | -2.4481 | 33.7035 | -1.1222
4256 | -0.25736 | -7.5061 | 13.4855 | -6.1786 | 35.1875 | 0.030871 | 34.1315 | 0.10001 | 69.4912 | 11.591 | 2.0945 | -8.7738 | 31.7469 | -2.3683 | 33.6603 | -1.1654
4257 | -0.19051 | -7.4348 | 13.4438 | -6.2175 | 35.2198 | 0.063959 | 34.1707 | 0.13938 | 69.4681 | 11.5681 | 2.1229 | -8.7454 | 31.8193 | -2.2958 | 33.6846 | -1.1411
4258 | -0.12366 | -7.3634 | 13.4022 | -6.2564 | 35.2521 | 0.097047 | 34.2098 | 0.17875 | 69.4451 | 11.5452 | 2.1512 | -8.7171 | 31.8179 | -2.2972 | 33.5823 | -1.2434
4259 | -0.052707 | -7.292 | 13.3605 | -6.2953 | 35.2777 | 0.13013 | 34.249 | 0.21812 | 69.4478 | 11.5222 | 2.1795 | -8.6888 | 31.85 | -2.265 | 33.548 | -1.2777
4260 | 0.023227 | -7.2206 | 13.3188 | -6.3342 | 35.2952 | 0.16322 | 34.2882 | 0.25748 | 69.4818 | 11.4993 | 2.2078 | -8.6605 | 31.9116 | -2.2034 | 33.3944 | -1.4313
4261 | 0.099161 | -7.1424 | 13.2459 | -6.4203 | 35.3127 | 0.17594 | 34.3062 | 0.27567 | 69.5157 | 11.5518 | 2.2313 | -8.637 | 31.9478 | -2.1671 | 33.4099 | -1.4158
4262 | 0.17509 | -7.0642 | 13.1603 | -6.5063 | 35.3301 | 0.18865 | 34.3242 | 0.29385 | 69.5497 | 11.6042 | 2.2548 | -8.6135 | 31.932 | -2.1828 | 33.2741 | -1.5516
4263 | 0.25103 | -6.986 | 13.0746 | -6.5924 | 35.3476 | 0.20137 | 34.3422 | 0.31204 | 69.5836 | 11.6567 | 2.2783 | -8.59 | 31.969 | -2.1458 | 33.2643 | -1.5614
4264 | 0.32696 | -6.9079 | 12.989 | -6.6785 | 35.365 | 0.21409 | 34.3602 | 0.33022 | 69.6176 | 11.7092 | 2.3018 | -8.5665 | 31.9557 | -2.159 | 33.1345 | -1.6912
4265 | 0.39215 | -6.8297 | 12.9034 | -6.7645 | 35.372 | 0.2268 | 34.3782 | 0.3484 | 69.6444 | 11.7616 | 2.3253 | -8.543 | 31.9843 | -2.1304 | 33.0793 | -1.7464
4266 | 0.44402 | -6.7515 | 12.8177 | -6.8506 | 35.3661 | 0.23952 | 34.3962 | 0.36659 | 69.6623 | 11.8141 | 2.3488 | -8.5196 | 31.9054 | -2.2092 | 33.1083 | -1.7174
4267 | 0.49588 | -6.7072 | 12.7457 | -6.9181 | 35.3601 | 0.22783 | 34.3414 | 0.31191 | 69.6803 | 11.8215 | 2.3469 | -8.5214 | 31.9502 | -2.1644 | 32.9286 | -1.897
4268 | 0.54775 | -6.6629 | 12.6791 | -6.9856 | 35.3541 | 0.21614 | 34.2865 | 0.25723 | 69.6982 | 11.8289 | 2.3451 | -8.5232 | 31.8619 | -2.2527 | 32.9218 | -1.9039
4269 | 0.59961 | -6.6185 | 12.6126 | -7.0531 | 35.3481 | 0.20446 | 34.2316 | 0.20255 | 69.7162 | 11.8363 | 2.3432 | -8.5251 | 31.9554 | -2.1591 | 32.7876 | -2.0381
4270 | 0.65148 | -6.5742 | 12.5461 | -7.1206 | 35.3421 | 0.19277 | 34.1768 | 0.14787 | 69.7341 | 11.8437 | 2.3414 | -8.5269 | 31.9483 | -2.1662 | 32.8318 | -1.9939
4271 | 0.69257 | -6.5299 | 12.4796 | -7.1881 | 35.3255 | 0.18109 | 34.1219 | 0.093189 | 69.7501 | 11.8511 | 2.3395 | -8.5288 | 31.931 | -2.1834 | 32.7277 | -2.098
4272 | 0.72003 | -6.4856 | 12.4131 | -7.2556 | 35.2954 | 0.1694 | 34.0671 | 0.038509 | 69.7636 | 11.8584 | 2.3377 | -8.5306 | 31.9078 | -2.2066 | 32.7923 | -2.0334
4273 | 0.74748 | -6.4627 | 12.3687 | -7.2925 | 35.2653 | 0.13375 | 33.9822 | -0.046134 | 69.7772 | 11.8743 | 2.3348 | -8.5335 | 31.9047 | -2.2096 | 32.8029 | -2.0228
4274 | 0.77494 | -6.4397 | 12.3333 | -7.3294 | 35.2352 | 0.098094 | 33.8974 | -0.13078 | 69.7907 | 11.8901 | 2.332 | -8.5363 | 31.8363 | -2.278 | 32.7311 | -2.0946
4275 | 0.8024 | -6.4168 | 12.2979 | -7.3663 | 35.2052 | 0.062442 | 33.8126 | -0.21542 | 69.8042 | 11.906 | 2.3292 | -8.5392 | 31.8639 | -2.2503 | 32.7466 | -2.0791
4276 | 0.82985 | -6.3939 | 12.2625 | -7.4032 | 35.1751 | 0.02679 | 33.7278 | -0.30006 | 69.8177 | 11.9218 | 2.3263 | -8.542 | 31.8007 | -2.3134 | 32.7202 | -2.1055
4277 | 0.85043 | -6.3709 | 12.2271 | -7.4401 | 35.1468 | -0.008862 | 33.6429 | -0.38471 | 69.8572 | 11.9376 | 2.3235 | -8.5448 | 31.7801 | -2.334 | 32.7807 | -2.045
4278 | 0.86211 | -6.348 | 12.1918 | -7.477 | 35.1207 | -0.044514 | 33.5581 | -0.46935 | 69.9301 | 11.9535 | 2.3206 | -8.5477 | 31.8542 | -2.2598 | 32.8294 | -1.9963
4279 | 0.8738 | -6.3391 | 12.186 | -7.4724 | 35.0946 | -0.067335 | 33.4737 | -0.55357 | 70.0031 | 12.0448 | 2.3084 | -8.56 | 31.7729 | -2.3411 | 32.8103 | -2.0154
4280 | 0.88548 | -6.3301 | 12.1921 | -7.4678 | 35.0685 | -0.090156 | 33.3893 | -0.63779 | 70.0761 | 12.1361 | 2.2961 | -8.5722 | 31.8274 | -2.2866 | 32.9174 | -1.9083
4281 | 0.89717 | -6.3212 | 12.1982 | -7.4631 | 35.0425 | -0.11298 | 33.3049 | -0.72201 | 70.149 | 12.2274 | 2.2838 | -8.5845 | 31.7628 | -2.3511 | 32.9881 | -1.8375
4282 | 0.90885 | -6.3122 | 12.2043 | -7.4585 | 35.0164 | -0.1358 | 33.2205 | -0.80623 | 70.222 | 12.3187 | 2.2715 | -8.5968 | 31.7408 | -2.3731 | 33.0365 | -1.7892
4283 | 0.91779 | -6.3033 | 12.2104 | -7.4539 | 34.9996 | -0.15862 | 33.1361 | -0.89045 | 70.2826 | 12.4101 | 2.2593 | -8.609 | 31.7372 | -2.3766 | 33.0995 | -1.7262
4284 | 0.9231 | -6.2943 | 12.2165 | -7.4493 | 34.995 | -0.18144 | 33.0517 | -0.97467 | 70.3269 | 12.5014 | 2.247 | -8.6213 | 31.7475 | -2.3663 | 33.2335 | -1.5921
4285 | 0.92842 | -6.2893 | 12.2507 | -7.4033 | 34.9905 | -0.18006 | 33.0014 | -1.0248 | 70.3712 | 12.5313 | 2.2665 | -8.6018 | 31.754 | -2.3597 | 33.2482 | -1.5775
4286 | 0.93373 | -6.2844 | 12.2961 | -7.3573 | 34.9859 | -0.17868 | 32.9511 | -1.0749 | 70.4154 | 12.5613 | 2.286 | -8.5823 | 31.7106 | -2.4031 | 33.4372 | -1.3884
4287 | 0.93904 | -6.2794 | 12.3415 | -7.3114 | 34.9813 | -0.1773 | 32.9008 | -1.125 | 70.4597 | 12.5912 | 2.3055 | -8.5628 | 31.7618 | -2.3518 | 33.5347 | -1.291
4288 | 0.94435 | -6.2744 | 12.3869 | -7.2654 | 34.9768 | -0.17592 | 32.8505 | -1.1752 | 70.504 | 12.6212 | 2.325 | -8.5433 | 31.6996 | -2.4139 | 33.6007 | -1.2249
4289 | 0.93931 | -6.2694 | 12.4323 | -7.2194 | 34.9779 | -0.17454 | 32.8002 | -1.2253 | 70.5413 | 12.6511 | 2.3445 | -8.5238 | 31.7041 | -2.4094 | 33.8066 | -1.0191
4290 | 0.92035 | -6.2645 | 12.4777 | -7.1734 | 34.9867 | -0.17316 | 32.7498 | -1.2754 | 70.5692 | 12.6811 | 2.364 | -8.5043 | 31.7062 | -2.4073 | 33.8683 | -0.95737
4291 | 0.90138 | -6.2901 | 12.5211 | -7.1292 | 34.9956 | -0.16178 | 32.7393 | -1.2858 | 70.5972 | 12.7088 | 2.3918 | -8.4765 | 31.6703 | -2.4432 | 33.9262 | -0.89945
4292 | 0.88242 | -6.3157 | 12.5636 | -7.085 | 35.0044 | -0.15039 | 32.7288 | -1.2961 | 70.6251 | 12.7364 | 2.4197 | -8.4486 | 31.7045 | -2.4089 | 34.1114 | -0.71428
4293 | 0.86345 | -6.3413 | 12.6062 | -7.0408 | 35.0132 | -0.139 | 32.7182 | -1.3065 | 70.653 | 12.7641 | 2.4475 | -8.4208 | 31.6846 | -2.4287 | 34.229 | -0.59662
4294 | 0.84448 | -6.367 | 12.6487 | -6.9966 | 35.0221 | -0.12761 | 32.7077 | -1.3168 | 70.6809 | 12.7918 | 2.4753 | -8.393 | 31.6831 | -2.4302 | 34.269 | -0.55667
4295 | 0.82072 | -6.3926 | 12.6913 | -6.9524 | 35.0376 | -0.11622 | 32.6972 | -1.3272 | 70.6753 | 12.8195 | 2.5031 | -8.3652 | 31.5913 | -2.5219 | 34.4159 | -0.40978
4296 | 0.79036 | -6.4182 | 12.7338 | -6.9082 | 35.0624 | -0.10483 | 32.6866 | -1.3375 | 70.6237 | 12.8471 | 2.5309 | -8.3374 | 31.5605 | -2.5527 | 34.5453 | -0.28038
4297 | 0.76001 | -6.4492 | 12.7601 | -6.8888 | 35.0872 | -0.07568 | 32.7124 | -1.3116 | 70.572 | 12.7713 | 2.5515 | -8.3169 | 31.5665 | -2.5466 | 34.5419 | -0.28381
4298 | 0.72965 | -6.4803 | 12.7801 | -6.8694 | 35.1119 | -0.046528 | 32.7381 | -1.2857 | 70.5204 | 12.6955 | 2.572 | -8.2963 | 31.5273 | -2.5858 | 34.5778 | -0.24783
4299 | 0.6993 | -6.5113 | 12.8 | -6.8501 | 35.1367 | -0.017376 | 32.7639 | -1.2597 | 70.4688 | 12.6196 | 2.5925 | -8.2758 | 31.4671 | -2.6459 | 34.6329 | -0.19279
4300 | 0.66894 | -6.5423 | 12.8199 | -6.8307 | 35.1615 | 0.011776 | 32.7897 | -1.2338 | 70.4171 | 12.5438 | 2.613 | -8.2553 | 31.398 | -2.7149 | 34.6659 | -0.15975
4301 | 0.62767 | -6.5733 | 12.8398 | -6.8113 | 35.174 | 0.040927 | 32.8154 | -1.2078 | 70.3714 | 12.4679 | 2.6335 | -8.2348 | 31.3401 | -2.7728 | 34.724 | -0.10163
4302 | 0.57111 | -6.6044 | 12.8598 | -6.7919 | 35.1696 | 0.070079 | 32.8412 | -1.1819 | 70.3339 | 12.3921 | 2.654 | -8.2143 | 31.3483 | -2.7645 | 34.7289 | -0.096761
4303 | 0.51454 | -6.668 | 12.8941 | -6.751 | 35.1651 | 0.055474 | 32.8791 | -1.1438 | 70.2965 | 12.3668 | 2.6323 | -8.236 | 31.29 | -2.8228 | 34.7702 | -0.055433
4304 | 0.45798 | -6.7317 | 12.934 | -6.7102 | 35.1607 | 0.040869 | 32.917 | -1.1057 | 70.259 | 12.3416 | 2.6105 | -8.2578 | 31.2206 | -2.8921 | 34.6376 | -0.18803
4305 | 0.40141 | -6.7953 | 12.974 | -6.6694 | 35.1562 | 0.026264 | 32.955 | -1.0675 | 70.2215 | 12.3164 | 2.5888 | -8.2796 | 31.1773 | -2.9354 | 34.7305 | -0.095145
4306 | 0.34485 | -6.859 | 13.0139 | -6.6286 | 35.1517 | 0.011659 | 32.9929 | -1.0294 | 70.1841 | 12.2911 | 2.567 | -8.3013 | 31.135 | -2.9776 | 34.7364 | -0.089226
4307 | 0.28009 | -6.9226 | 13.0539 | -6.5877 | 35.137 | -0.0029467 | 33.0309 | -0.99128 | 70.1392 | 12.2659 | 2.5452 | -8.3231 | 31.0679 | -3.0447 | 34.787 | -0.038701
4308 | 0.2036 | -6.9863 | 13.0939 | -6.5469 | 35.1075 | -0.017552 | 33.0688 | -0.95315 | 70.0839 | 12.2407 | 2.5234 | -8.3449 | 31.052 | -3.0606 | 34.6694 | -0.15625
4309 | 0.12711 | -7.0659 | 13.1289 | -6.5141 | 35.0781 | -0.051328 | 33.0739 | -0.94787 | 70.0286 | 12.1765 | 2.4824 | -8.3859 | 30.9833 | -3.1292 | 34.6119 | -0.21374
4310 | 0.050628 | -7.1455 | 13.1621 | -6.4812 | 35.0486 | -0.085105 | 33.079 | -0.94259 | 69.9732 | 12.1123 | 2.4413 | -8.427 | 30.9782 | -3.1343 | 34.5621 | -0.2636
4311 | -0.025859 | -7.2252 | 13.1952 | -6.4484 | 35.0192 | -0.11888 | 33.0841 | -0.9373 | 69.9179 | 12.0481 | 2.4003 | -8.468 | 30.9157 | -3.1967 | 34.5427 | -0.28291
4312 | -0.10235 | -7.3048 | 13.2283 | -6.4155 | 34.9897 | -0.15266 | 33.0892 | -0.93202 | 69.8625 | 11.9839 | 2.3592 | -8.5091 | 30.8979 | -3.2144 | 34.4665 | -0.35912
4313 | -0.18676 | -7.3844 | 13.2614 | -6.3827 | 34.9517 | -0.18643 | 33.0943 | -0.92674 | 69.8029 | 11.9197 | 2.3181 | -8.5502 | 30.8575 | -3.2548 | 34.4181 | -0.40758
4314 | -0.28275 | -7.4641 | 13.2946 | -6.3498 | 34.9012 | -0.22021 | 33.0994 | -0.92146 | 69.737 | 11.8555 | 2.2771 | -8.5912 | 30.8055 | -3.3068 | 34.3723 | -0.45331
4315 | -0.37874 | -7.5643 | 13.3373 | -6.3008 | 34.8507 | -0.27558 | 33.127 | -0.89371 | 69.6711 | 11.7894 | 2.2159 | -8.6524 | 30.7767 | -3.3355 | 34.2901 | -0.53554
4316 | -0.47473 | -7.6645 | 13.3837 | -6.2518 | 34.8002 | -0.33096 | 33.1545 | -0.86596 | 69.6052 | 11.7234 | 2.1548 | -8.7135 | 30.8142 | -3.298 | 34.137 | -0.68869
4317 | -0.57072 | -7.7646 | 13.4302 | -6.2028 | 34.7497 | -0.38633 | 33.1821 | -0.83821 | 69.5393 | 11.6573 | 2.0937 | -8.7746 | 30.844 | -3.2681 | 34.0784 | -0.74726
4318 | -0.66671 | -7.8648 | 13.4766 | -6.1538 | 34.6992 | -0.44171 | 33.2097 | -0.81046 | 69.4733 | 11.5913 | 2.0326 | -8.8357 | 30.8757 | -3.2364 | 33.9646 | -0.86101
4319 | -0.74243 | -7.965 | 13.5231 | -6.1048 | 34.6593 | -0.49708 | 33.2372 | -0.78271 | 69.3992 | 11.5252 | 1.9715 | -8.8968 | 30.94 | -3.172 | 33.8614 | -0.96423
4320 | -0.78795 | -8.0652 | 13.5695 | -6.0558 | 34.6351 | -0.55245 | 33.2648 | -0.75496 | 69.3128 | 11.4592 | 1.9104 | -8.9579 | 30.9687 | -3.1433 | 33.8274 | -0.99826
4321 | -0.83346 | -8.0933 | 13.5845 | -6.0512 | 34.6109 | -0.56694 | 33.2539 | -0.76566 | 69.2264 | 11.367 | 1.9055 | -8.9628 | 30.9417 | -3.1702 | 33.6976 | -1.1281
4322 | -0.87897 | -8.1214 | 13.5872 | -6.0467 | 34.5867 | -0.58144 | 33.243 | -0.77636 | 69.14 | 11.2748 | 1.9006 | -8.9678 | 31.0239 | -3.0879 | 33.6937 | -1.132
4323 | -0.92449 | -8.1494 | 13.5899 | -6.0421 | 34.5624 | -0.59593 | 33.2321 | -0.78706 | 69.0536 | 11.1826 | 1.8957 | -8.9727 | 31.0018 | -3.1101 | 33.546 | -1.2796
4324 | -0.97 | -8.1775 | 13.5926 | -6.0375 | 34.5382 | -0.61042 | 33.2213 | -0.79776 | 68.9673 | 11.0904 | 1.8907 | -8.9776 | 31.0722 | -3.0396 | 33.4146 | -1.411
4325 | -0.99469 | -8.2056 | 13.5952 | -6.033 | 34.5196 | -0.62491 | 33.2104 | -0.80846 | 68.9148 | 10.9982 | 1.8858 | -8.9825 | 31.091 | -3.0208 | 33.4356 | -1.39
4326 | -0.98766 | -8.2337 | 13.5979 | -6.0284 | 34.5096 | -0.6394 | 33.1995 | -0.81916 | 68.9141 | 10.906 | 1.8809 | -8.9874 | 31.1082 | -3.0035 | 33.3591 | -1.4665
4327 | -0.98064 | -8.2152 | 13.5791 | -6.0535 | 34.4996 | -0.64785 | 33.211 | -0.80751 | 68.9135 | 10.9334 | 1.8863 | -8.982 | 31.1493 | -2.9623 | 33.2208 | -1.6049
4328 | -0.97362 | -8.1967 | 13.552 | -6.0785 | 34.4895 | -0.6563 | 33.2224 | -0.79586 | 68.9128 | 10.9608 | 1.8917 | -8.9766 | 31.1922 | -2.9193 | 33.1474 | -1.6782
4329 | -0.9666 | -8.1783 | 13.5248 | -6.1035 | 34.4795 | -0.66475 | 33.2339 | -0.78421 | 68.9121 | 10.9883 | 1.897 | -8.9713 | 31.2297 | -2.8818 | 33.045 | -1.7806
4330 | -0.95957 | -8.1598 | 13.4977 | -6.1285 | 34.4695 | -0.6732 | 33.2454 | -0.77255 | 68.9114 | 11.0157 | 1.9024 | -8.9659 | 31.2692 | -2.8422 | 32.9922 | -1.8335
4331 | -0.9312 | -8.1414 | 13.4705 | -6.1536 | 34.4653 | -0.68165 | 33.2568 | -0.7609 | 68.9311 | 11.0431 | 1.9078 | -8.9605 | 31.3603 | -2.7511 | 32.912 | -1.9136
4332 | -0.86964 | -8.1229 | 13.4434 | -6.1786 | 34.4703 | -0.6901 | 33.2683 | -0.74925 | 68.9827 | 11.0705 | 1.9132 | -8.9551 | 31.3418 | -2.7696 | 32.8354 | -1.9902
4333 | -0.80807 | -8.0476 | 13.3921 | -6.239 | 34.4752 | -0.68085 | 33.2734 | -0.74394 | 69.0342 | 11.1297 | 1.9368 | -8.9315 | 31.3684 | -2.7429 | 32.7172 | -2.1084
4334 | -0.74651 | -7.9722 | 13.3315 | -6.2995 | 34.4802 | -0.6716 | 33.2786 | -0.73862 | 69.0858 | 11.1889 | 1.9605 | -8.9078 | 31.4146 | -2.6967 | 32.6745 | -2.1511
4335 | -0.68495 | -7.8969 | 13.2709 | -6.3599 | 34.4852 | -0.66234 | 33.2837 | -0.73331 | 69.1373 | 11.2481 | 1.9841 | -8.8842 | 31.5034 | -2.6078 | 32.6198 | -2.2058
4336 | -0.62338 | -7.8215 | 13.2103 | -6.4204 | 34.4902 | -0.65309 | 33.2888 | -0.728 | 69.1888 | 11.3073 | 2.0078 | -8.8605 | 31.4611 | -2.6501 | 32.5977 | -2.2279
4337 | -0.56054 | -7.7461 | 13.1497 | -6.4808 | 34.4951 | -0.64384 | 33.294 | -0.72268 | 69.2434 | 11.3665 | 2.0314 | -8.8369 | 31.5161 | -2.595 | 32.4271 | -2.3986
4338 | -0.49568 | -7.6708 | 13.0892 | -6.5413 | 34.5001 | -0.63459 | 33.2991 | -0.71737 | 69.3029 | 11.4257 | 2.0551 | -8.8132 | 31.5275 | -2.5836 | 32.3879 | -2.4377
4339 | -0.43081 | -7.6083 | 13.0335 | -6.5942 | 34.505 | -0.63069 | 33.2814 | -0.73485 | 69.3624 | 11.4857 | 2.0736 | -8.7947 | 31.543 | -2.568 | 32.3487 | -2.4769
4340 | -0.36594 | -7.5457 | 12.9798 | -6.6471 | 34.51 | -0.62678 | 33.2638 | -0.75233 | 69.4219 | 11.5456 | 2.0922 | -8.7761 | 31.573 | -2.538 | 32.2909 | -2.5347
4341 | -0.30107 | -7.4832 | 12.9261 | -6.7 | 34.5149 | -0.62288 | 33.2461 | -0.76981 | 69.4813 | 11.6055 | 2.1108 | -8.7576 | 31.5258 | -2.5851 | 32.3136 | -2.512
4342 | -0.2362 | -7.4207 | 12.8724 | -6.7529 | 34.5199 | -0.61898 | 33.2284 | -0.78729 | 69.5408 | 11.6655 | 2.1293 | -8.739 | 31.5415 | -2.5693 | 32.2938 | -2.5318
4343 | -0.17229 | -7.3582 | 12.8187 | -6.8058 | 34.5293 | -0.61508 | 33.2108 | -0.80477 | 69.5917 | 11.7254 | 2.1479 | -8.7204 | 31.4331 | -2.6777 | 32.2196 | -2.606
4344 | -0.10994 | -7.2957 | 12.765 | -6.8587 | 34.5458 | -0.61118 | 33.1931 | -0.82225 | 69.6289 | 11.7853 | 2.1664 | -8.7019 | 31.4925 | -2.6182 | 32.221 | -2.6046
4345 | -0.047578 | -7.2326 | 12.7081 | -6.9185 | 34.5624 | -0.59061 | 33.1259 | -0.88927 | 69.6661 | 11.8161 | 2.184 | -8.6843 | 31.4893 | -2.6214 | 32.2273 | -2.5983
4346 | 0.01478 | -7.1695 | 12.65 | -6.9782 | 34.5789 | -0.57004 | 33.0587 | -0.9563 | 69.7032 | 11.8468 | 2.2015 | -8.6668 | 31.4494 | -2.6613 | 32.1731 | -2.6525
4347 | 0.077137 | -7.1064 | 12.592 | -7.038 | 34.5955 | -0.54947 | 32.9915 | -1.0233 | 69.7404 | 11.8776 | 2.219 | -8.6493 | 31.4352 | -2.6755 | 32.144 | -2.6816
4348 | 0.13949 | -7.0433 | 12.5339 | -7.0977 | 34.612 | -0.5289 | 32.9243 | -1.0903 | 69.7776 | 11.9083 | 2.2366 | -8.6317 | 31.4734 | -2.6371 | 32.2526 | -2.573
4349 | 0.197 | -6.9802 | 12.4758 | -7.1575 | 34.6242 | -0.50833 | 32.857 | -1.1574 | 69.8256 | 11.9391 | 2.2541 | -8.6142 | 31.424 | -2.6865 | 32.2283 | -2.5973
4350 | 0.24646 | -6.9171 | 12.4177 | -7.2172 | 34.6289 | -0.48776 | 32.7898 | -1.2244 | 69.8917 | 11.9698 | 2.2716 | -8.5967 | 31.4046 | -2.7059 | 32.3524 | -2.4733
4351 | 0.29592 | -6.8709 | 12.3939 | -7.2299 | 34.6336 | -0.48748 | 32.7054 | -1.3087 | 69.9578 | 12.0468 | 2.28 | -8.5883 | 31.427 | -2.6835 | 32.4411 | -2.3845
4352 | 0.34538 | -6.8247 | 12.3831 | -7.2426 | 34.6384 | -0.48721 | 32.6209 | -1.393 | 70.0239 | 12.1238 | 2.2883 | -8.58 | 31.3819 | -2.7284 | 32.4645 | -2.3611
4353 | 0.39484 | -6.7785 | 12.3723 | -7.2553 | 34.6431 | -0.48694 | 32.5364 | -1.4772 | 70.0899 | 12.2008 | 2.2967 | -8.5716 | 31.3899 | -2.7204 | 32.5343 | -2.2913
4354 | 0.4443 | -6.7323 | 12.3614 | -7.2681 | 34.6479 | -0.48667 | 32.452 | -1.5615 | 70.156 | 12.2777 | 2.3051 | -8.5632 | 31.3749 | -2.7354 | 32.636 | -2.1896
4355 | 0.48523 | -6.6861 | 12.3506 | -7.2808 | 34.6645 | -0.4864 | 32.3675 | -1.6458 | 70.2018 | 12.3547 | 2.3134 | -8.5549 | 31.3355 | -2.7747 | 32.6987 | -2.1269
4356 | 0.51175 | -6.6399 | 12.3398 | -7.2935 | 34.7012 | -0.48613 | 32.283 | -1.7301 | 70.2131 | 12.4317 | 2.3218 | -8.5465 | 31.3091 | -2.8011 | 32.7539 | -2.0717
4357 | 0.53826 | -6.6184 | 12.3652 | -7.2543 | 34.7379 | -0.43838 | 32.2432 | -1.7698 | 70.2244 | 12.424 | 2.3467 | -8.5216 | 31.3091 | -2.801 | 32.8739 | -1.9517
4358 | 0.56477 | -6.5969 | 12.4042 | -7.2151 | 34.7746 | -0.39064 | 32.2033 | -1.8094 | 70.2357 | 12.4162 | 2.3716 | -8.4967 | 31.307 | -2.8031 | 32.9266 | -1.8989
4359 | 0.59128 | -6.5754 | 12.4433 | -7.176 | 34.8114 | -0.3429 | 32.1635 | -1.8491 | 70.2471 | 12.4085 | 2.3966 | -8.4717 | 31.2148 | -2.8952 | 33.0218 | -1.8038
4360 | 0.6178 | -6.554 | 12.4824 | -7.1368 | 34.8481 | -0.29516 | 32.1236 | -1.8888 | 70.2584 | 12.4008 | 2.4215 | -8.4468 | 31.246 | -2.864 | 33.1296 | -1.696
4361 | 0.6376 | -6.5325 | 12.5214 | -7.0976 | 34.8834 | -0.24742 | 32.0838 | -1.9284 | 70.254 | 12.3931 | 2.4464 | -8.4219 | 31.2444 | -2.8655 | 33.2807 | -1.5449
4362 | 0.6458 | -6.511 | 12.5605 | -7.0585 | 34.9163 | -0.19968 | 32.0439 | -1.9681 | 70.2225 | 12.3854 | 2.4714 | -8.3969 | 31.2388 | -2.8711 | 33.3685 | -1.4571
4363 | 0.654 | -6.5059 | 12.6047 | -7.0111 | 34.9492 | -0.17092 | 32.0572 | -1.9547 | 70.1909 | 12.3472 | 2.4831 | -8.3852 | 31.2077 | -2.9022 | 33.4763 | -1.3493
4364 | 0.6622 | -6.5008 | 12.6508 | -6.9637 | 34.9821 | -0.14216 | 32.0704 | -1.9412 | 70.1594 | 12.309 | 2.4948 | -8.3735 | 31.1879 | -2.9219 | 33.48 | -1.3456
4365 | 0.67041 | -6.4957 | 12.697 | -6.9163 | 35.015 | -0.11339 | 32.0837 | -1.9278 | 70.1278 | 12.2709 | 2.5065 | -8.3618 | 31.1825 | -2.9272 | 33.5953 | -1.2303
4366 | 0.67861 | -6.4907 | 12.7431 | -6.869 | 35.0479 | -0.084633 | 32.0969 | -1.9143 | 70.0963 | 12.2327 | 2.5182 | -8.3501 | 31.1807 | -2.9289 | 33.7561 | -1.0695
4367 | 0.68167 | -6.4856 | 12.7893 | -6.8216 | 35.0763 | -0.055872 | 32.1102 | -1.9009 | 70.0744 | 12.1945 | 2.5299 | -8.3384 | 31.1625 | -2.9471 | 33.8121 | -1.0135
4368 | 0.67564 | -6.4805 | 12.8354 | -6.7742 | 35.0967 | -0.027112 | 32.1234 | -1.8875 | 70.0695 | 12.1563 | 2.5416 | -8.3267 | 31.1666 | -2.943 | 33.886 | -0.93964
4369 | 0.66961 | -6.489 | 12.8695 | -6.7432 | 35.1172 | -0.0088671 | 32.1703 | -1.8404 | 70.0646 | 12.1616 | 2.5527 | -8.3156 | 31.1817 | -2.9278 | 33.992 | -0.83357
4370 | 0.66358 | -6.4975 | 12.8991 | -6.7121 | 35.1376 | 0.0093773 | 32.2172 | -1.7934 | 70.0597 | 12.1668 | 2.5638 | -8.3045 | 31.1172 | -2.9922 | 34.0894 | -0.73616
4371 | 0.65755 | -6.506 | 12.9287 | -6.681 | 35.1581 | 0.027622 | 32.2641 | -1.7463 | 70.0548 | 12.1721 | 2.5749 | -8.2934 | 31.1339 | -2.9755 | 34.0046 | -0.82103
4372 | 0.65152 | -6.5145 | 12.9584 | -6.6499 | 35.1785 | 0.045866 | 32.3109 | -1.6992 | 70.0499 | 12.1773 | 2.5861 | -8.2822 | 31.1618 | -2.9476 | 34.1205 | -0.70505
4373 | 0.63898 | -6.523 | 12.988 | -6.6189 | 35.1954 | 0.064111 | 32.3578 | -1.6522 | 70.0333 | 12.1826 | 2.5972 | -8.2711 | 31.15 | -2.9593 | 34.221 | -0.60454
4374 | 0.61469 | -6.5315 | 13.0176 | -6.5878 | 35.2057 | 0.082355 | 32.4047 | -1.6051 | 69.9955 | 12.1878 | 2.6083 | -8.26 | 31.1038 | -3.0055 | 34.2858 | -0.53978
4375 | 0.5904 | -6.5596 | 13.0322 | -6.5782 | 35.216 | 0.090605 | 32.4287 | -1.5809 | 69.9577 | 12.1379 | 2.5899 | -8.2784 | 31.0669 | -3.0423 | 34.2184 | -0.60722
4376 | 0.56611 | -6.5877 | 13.0411 | -6.5687 | 35.2263 | 0.098855 | 32.4528 | -1.5566 | 69.92 | 12.0879 | 2.5715 | -8.2968 | 31.0635 | -3.0457 | 34.2648 | -0.56074
4377 | 0.54181 | -6.6158 | 13.0501 | -6.5591 | 35.2367 | 0.1071 | 32.4768 | -1.5324 | 69.8822 | 12.038 | 2.553 | -8.3153 | 31.0012 | -3.1079 | 34.2433 | -0.58227
4378 | 0.51752 | -6.6439 | 13.059 | -6.5495 | 35.247 | 0.11535 | 32.5009 | -1.5081 | 69.8444 | 11.988 | 2.5346 | -8.3337 | 30.9714 | -3.1377 | 34.2864 | -0.5392
4379 | 0.48528 | -6.672 | 13.068 | -6.54 | 35.2559 | 0.1236 | 32.525 | -1.4839 | 69.8385 | 11.9381 | 2.5162 | -8.3521 | 31.0418 | -3.0673 | 34.2968 | -0.52875
4380 | 0.43837 | -6.7001 | 13.077 | -6.5304 | 35.2623 | 0.13185 | 32.549 | -1.4597 | 69.8915 | 11.8881 | 2.4978 | -8.3705 | 31.0283 | -3.0807 | 34.2583 | -0.56726
4381 | 0.39146 | -6.7517 | 13.0838 | -6.5234 | 35.2687 | 0.13792 | 32.6034 | -1.4051 | 69.9445 | 11.9714 | 2.4801 | -8.3882 | 30.9839 | -3.125 | 34.2153 | -0.61032
4382 | 0.34454 | -6.8033 | 13.0899 | -6.5163 | 35.2751 | 0.14398 | 32.6579 | -1.3504 | 69.9975 | 12.0547 | 2.4623 | -8.406 | 31.0346 | -3.0743 | 34.2888 | -0.53673
4383 | 0.29763 | -6.8549 | 13.0959 | -6.5093 | 35.2814 | 0.15004 | 32.7123 | -1.2958 | 70.0505 | 12.138 | 2.4446 | -8.4237 | 31.0391 | -3.0698 | 34.2001 | -0.62547
4384 | 0.25072 | -6.9064 | 13.102 | -6.5023 | 35.2878 | 0.1561 | 32.7667 | -1.2412 | 70.1035 | 12.2212 | 2.4268 | -8.4415 | 31.0298 | -3.079 | 34.1944 | -0.6312
4385 | 0.19938 | -6.958 | 13.108 | -6.4952 | 35.2823 | 0.16216 | 32.8212 | -1.1866 | 70.121 | 12.3045 | 2.4091 | -8.4592 | 31.0149 | -3.0938 | 34.1868 | -0.63881
4386 | 0.13969 | -7.0096 | 13.1141 | -6.4882 | 35.2545 | 0.16822 | 32.8756 | -1.132 | 70.0715 | 12.3878 | 2.3914 | -8.477 | 31.1001 | -3.0086 | 34.1418 | -0.68377
4387 | 0.080008 | -7.0708 | 13.1119 | -6.4923 | 35.2268 | 0.13089 | 32.9201 | -1.0872 | 70.0219 | 12.3003 | 2.3671 | -8.5012 | 31.1471 | -2.9615 | 34.1148 | -0.71075
4388 | 0.020321 | -7.1321 | 13.1068 | -6.4965 | 35.199 | 0.093552 | 32.9647 | -1.0425 | 69.9724 | 12.2128 | 2.3428 | -8.5254 | 31.1558 | -2.9528 | 34.0809 | -0.74471
4389 | -0.039365 | -7.1933 | 13.1017 | -6.5007 | 35.1712 | 0.056217 | 33.0092 | -0.99778 | 69.9229 | 12.1253 | 2.3186 | -8.5497 | 31.1715 | -2.9371 | 34.0617 | -0.76383
4390 | -0.099051 | -7.2545 | 13.0965 | -6.5049 | 35.1434 | 0.018881 | 33.0538 | -0.95305 | 69.8734 | 12.0378 | 2.2943 | -8.574 | 31.1404 | -2.9681 | 34.049 | -0.77661
4391 | -0.15335 | -7.3158 | 13.0914 | -6.509 | 35.1112 | -0.018455 | 33.0983 | -0.90832 | 69.8256 | 11.9503 | 2.2701 | -8.5982 | 31.2476 | -2.8609 | 33.9241 | -0.90149
4392 | -0.19724 | -7.377 | 13.0863 | -6.5132 | 35.0706 | -0.05579 | 33.1429 | -0.86359 | 69.781 | 11.8628 | 2.2458 | -8.6225 | 31.2903 | -2.8182 | 33.8967 | -0.9289
4393 | -0.24113 | -7.4151 | 13.0734 | -6.5279 | 35.03 | -0.097105 | 33.1726 | -0.8337 | 69.7364 | 11.8309 | 2.2518 | -8.6165 | 31.3017 | -2.8066 | 33.8248 | -1.0008
4394 | -0.28502 | -7.4532 | 13.0576 | -6.5426 | 34.9894 | -0.13842 | 33.2023 | -0.80381 | 69.6918 | 11.799 | 2.2578 | -8.6105 | 31.3644 | -2.7439 | 33.8136 | -1.012
4395 | -0.32892 | -7.4914 | 13.0419 | -6.5573 | 34.9488 | -0.17973 | 33.232 | -0.77392 | 69.6472 | 11.7672 | 2.2638 | -8.6045 | 31.4028 | -2.7055 | 33.709 | -1.1165
4396 | -0.37281 | -7.5295 | 13.0261 | -6.572 | 34.9082 | -0.22105 | 33.2617 | -0.74404 | 69.6026 | 11.7353 | 2.2698 | -8.5985 | 31.4546 | -2.6537 | 33.6971 | -1.1285
4397 | -0.40116 | -7.5676 | 13.0104 | -6.5867 | 34.8725 | -0.26236 | 33.2914 | -0.71415 | 69.5778 | 11.7034 | 2.2757 | -8.5925 | 31.5136 | -2.5945 | 33.6679 | -1.1577
4398 | -0.39883 | -7.6057 | 12.9947 | -6.6014 | 34.8464 | -0.30368 | 33.3211 | -0.68426 | 69.5923 | 11.6715 | 2.2817 | -8.5866 | 31.4772 | -2.6309 | 33.5139 | -1.3116
4399 | -0.3965 | -7.591 | 12.9698 | -6.6286 | 34.8203 | -0.32519 | 33.3093 | -0.69587 | 69.6068 | 11.6997 | 2.3164 | -8.5519 | 31.5256 | -2.5824 | 33.47 | -1.3556
4400 | -0.39417 | -7.5763 | 12.9417 | -6.6557 | 34.7942 | -0.34671 | 33.2975 | -0.70748 | 69.6213 | 11.7278 | 2.351 | -8.5173 | 31.6064 | -2.5016 | 33.4192 | -1.4064
4401 | -0.39184 | -7.5616 | 12.9136 | -6.6828 | 34.768 | -0.36822 | 33.2857 | -0.71909 | 69.6357 | 11.7559 | 2.3857 | -8.4826 | 31.6088 | -2.4992 | 33.3512 | -1.4743
4402 | -0.38952 | -7.5469 | 12.8855 | -6.71 | 34.7419 | -0.38974 | 33.2739 | -0.7307 | 69.6502 | 11.7841 | 2.4204 | -8.4479 | 31.6977 | -2.4102 | 33.2427 | -1.5829
4403 | -0.37907 | -7.5322 | 12.8574 | -6.7371 | 34.7181 | -0.41125 | 33.2621 | -0.74231 | 69.6602 | 11.8122 | 2.455 | -8.4133 | 31.6215 | -2.4864 | 33.2276 | -1.5979
4404 | -0.35225 | -7.5175 | 12.8293 | -6.7643 | 34.6988 | -0.43277 | 33.2503 | -0.75392 | 69.6611 | 11.8403 | 2.4897 | -8.3786 | 31.6931 | -2.4147 | 33.2052 | -1.6203
4405 | -0.32544 | -7.4865 | 12.7935 | -6.8021 | 34.6796 | -0.45115 | 33.233 | -0.77103 | 69.6621 | 11.8339 | 2.4996 | -8.3687 | 31.6814 | -2.4263 | 33.1158 | -1.7098
4406 | -0.29862 | -7.4554 | 12.7548 | -6.84 | 34.6603 | -0.46954 | 33.2157 | -0.78814 | 69.663 | 11.8274 | 2.5095 | -8.3588 | 31.697 | -2.4108 | 32.9619 | -1.8636
4407 | -0.2718 | -7.4243 | 12.716 | -6.8779 | 34.6411 | -0.48793 | 33.1984 | -0.80526 | 69.6639 | 11.821 | 2.5194 | -8.3489 | 31.6568 | -2.4508 | 32.9192 | -1.9063
4408 | -0.24498 | -7.3933 | 12.6773 | -6.9157 | 34.6218 | -0.50631 | 33.1811 | -0.82237 | 69.6648 | 11.8146 | 2.5292 | -8.3391 | 31.5828 | -2.5248 | 32.8422 | -1.9833
4409 | -0.21483 | -7.3622 | 12.6386 | -6.9536 | 34.6015 | -0.5247 | 33.1638 | -0.83948 | 69.6625 | 11.8081 | 2.5391 | -8.3292 | 31.6684 | -2.4391 | 32.7038 | -2.1217
4410 | -0.17779 | -7.3312 | 12.5999 | -6.9914 | 34.5791 | -0.54309 | 33.1465 | -0.85659 | 69.6536 | 11.8017 | 2.549 | -8.3193 | 31.644 | -2.4635 | 32.6365 | -2.189
4411 | -0.14075 | -7.2916 | 12.556 | -7.0373 | 34.5567 | -0.5664 | 33.0811 | -0.92175 | 69.6447 | 11.7924 | 2.5596 | -8.3087 | 31.6233 | -2.4842 | 32.5767 | -2.2489
4412 | -0.1037 | -7.2521 | 12.5102 | -7.0832 | 34.5343 | -0.5897 | 33.0158 | -0.9869 | 69.6358 | 11.7832 | 2.5702 | -8.2981 | 31.575 | -2.5324 | 32.5346 | -2.291
4413 | -0.066663 | -7.2126 | 12.4644 | -7.1291 | 34.5119 | -0.61301 | 32.9505 | -1.0521 | 69.6269 | 11.774 | 2.5808 | -8.2874 | 31.5765 | -2.5309 | 32.481 | -2.3445
4414 | -0.029622 | -7.1731 | 12.4187 | -7.175 | 34.4895 | -0.63632 | 32.8851 | -1.1172 | 69.6179 | 11.7647 | 2.5915 | -8.2768 | 31.5218 | -2.5856 | 32.4261 | -2.3994
4415 | 0.0023281 | -7.1335 | 12.3729 | -7.2208 | 34.4704 | -0.65963 | 32.8198 | -1.1824 | 69.6105 | 11.7555 | 2.6021 | -8.2662 | 31.4531 | -2.6542 | 32.325 | -2.5005
4416 | 0.023524 | -7.094 | 12.3271 | -7.2667 | 34.4585 | -0.68293 | 32.7544 | -1.2475 | 69.6062 | 11.7462 | 2.6127 | -8.2556 | 31.4853 | -2.6219 | 32.3683 | -2.4572
4417 | 0.044719 | -7.0772 | 12.2914 | -7.2993 | 34.4465 | -0.69147 | 32.6777 | -1.3241 | 69.6018 | 11.7437 | 2.6019 | -8.2663 | 31.3996 | -2.7077 | 32.2458 | -2.5797
4418 | 0.065915 | -7.0604 | 12.2592 | -7.332 | 34.4345 | -0.7 | 32.6009 | -1.4007 | 69.5975 | 11.7411 | 2.5912 | -8.2771 | 31.3684 | -2.7387 | 32.2263 | -2.5993
4419 | 0.087111 | -7.0436 | 12.2271 | -7.3646 | 34.4226 | -0.70853 | 32.5242 | -1.4772 | 69.5932 | 11.7386 | 2.5805 | -8.2878 | 31.3483 | -2.7588 | 32.215 | -2.6105
4420 | 0.10831 | -7.0267 | 12.1949 | -7.3972 | 34.4106 | -0.71706 | 32.4474 | -1.5538 | 69.5888 | 11.736 | 2.5698 | -8.2985 | 31.2799 | -2.8271 | 32.1512 | -2.6743
4421 | 0.12602 | -7.0099 | 12.1628 | -7.4298 | 34.3939 | -0.72559 | 32.3707 | -1.6303 | 69.5741 | 11.7335 | 2.5591 | -8.3092 | 31.2609 | -2.8461 | 32.1525 | -2.673
4422 | 0.13622 | -6.9931 | 12.1306 | -7.4624 | 34.367 | -0.73412 | 32.2939 | -1.7069 | 69.5368 | 11.7309 | 2.5484 | -8.3199 | 31.2224 | -2.8845 | 32.1797 | -2.6458
4423 | 0.14643 | -6.984 | 12.1149 | -7.4732 | 34.34 | -0.76598 | 32.1611 | -1.8396 | 69.4996 | 11.6843 | 2.5213 | -8.3469 | 31.2032 | -2.9038 | 32.0936 | -2.732
4424 | 0.15663 | -6.9748 | 12.1051 | -7.4839 | 34.3131 | -0.79785 | 32.0282 | -1.9723 | 69.4623 | 11.6377 | 2.4943 | -8.374 | 31.1508 | -2.9561 | 32.1809 | -2.6446
4425 | 0.16683 | -6.9657 | 12.0953 | -7.4946 | 34.2862 | -0.82971 | 31.8953 | -2.105 | 69.4251 | 11.5911 | 2.4673 | -8.401 | 31.1221 | -2.9847 | 32.1662 | -2.6594
4426 | 0.17703 | -6.9566 | 12.0855 | -7.5054 | 34.2592 | -0.86158 | 31.7625 | -2.2376 | 69.3878 | 11.5444 | 2.4403 | -8.428 | 31.1298 | -2.977 | 32.208 | -2.6175
4427 | 0.18913 | -6.9474 | 12.0757 | -7.5161 | 34.2385 | -0.89344 | 31.6296 | -2.3703 | 69.3645 | 11.4978 | 2.4133 | -8.455 | 31.0466 | -3.0601 | 32.322 | -2.5036
4428 | 0.20543 | -6.9383 | 12.0659 | -7.5268 | 34.2312 | -0.9253 | 31.4967 | -2.503 | 69.3721 | 11.4512 | 2.3862 | -8.4821 | 31.024 | -3.0827 | 32.3832 | -2.4423
4429 | 0.22173 | -6.9192 | 12.0793 | -7.505 | 34.224 | -0.92539 | 31.4324 | -2.5672 | 69.3797 | 11.4743 | 2.3919 | -8.4764 | 31.0839 | -3.0227 | 32.405 | -2.4205
4430 | 0.23802 | -6.9001 | 12.101 | -7.4832 | 34.2168 | -0.92547 | 31.368 | -2.6314 | 69.3873 | 11.4975 | 2.3976 | -8.4707 | 31.0288 | -3.0778 | 32.5332 | -2.2923
4431 | 0.25432 | -6.881 | 12.1226 | -7.4613 | 34.2096 | -0.92556 | 31.3036 | -2.6955 | 69.3949 | 11.5206 | 2.4032 | -8.4651 | 31.0036 | -3.1029 | 32.615 | -2.2105
4432 | 0.27062 | -6.862 | 12.1443 | -7.4395 | 34.2024 | -0.92564 | 31.2393 | -2.7597 | 69.4025 | 11.5437 | 2.4089 | -8.4594 | 31.0405 | -3.066 | 32.6696 | -2.1559
4433 | 0.2929 | -6.8429 | 12.1659 | -7.4177 | 34.2058 | -0.92572 | 31.1749 | -2.8239 | 69.4037 | 11.5668 | 2.4146 | -8.4537 | 31.0919 | -3.0145 | 32.7218 | -2.1037
4434 | 0.32874 | -6.8238 | 12.1876 | -7.3958 | 34.2329 | -0.92581 | 31.1105 | -2.8881 | 69.3905 | 11.59 | 2.4202 | -8.4481 | 30.9959 | -3.1105 | 32.8078 | -2.0178
4435 | 0.36457 | -6.7825 | 12.2145 | -7.3669 | 34.2601 | -0.8908 | 31.0965 | -2.9019 | 69.3773 | 11.5671 | 2.4396 | -8.4286 | 31.0705 | -3.0358 | 32.8609 | -1.9647
4436 | 0.4004 | -6.7412 | 12.2433 | -7.3379 | 34.2873 | -0.85578 | 31.0825 | -2.9157 | 69.3641 | 11.5442 | 2.4591 | -8.4092 | 31.0528 | -3.0535 | 32.9825 | -1.843
4437 | 0.43623 | -6.7 | 12.272 | -7.3089 | 34.3145 | -0.82077 | 31.0685 | -2.9296 | 69.3509 | 11.5213 | 2.4785 | -8.3898 | 30.9942 | -3.112 | 32.9997 | -1.8258
4438 | 0.47206 | -6.6587 | 12.3008 | -7.2799 | 34.3417 | -0.78576 | 31.0544 | -2.9434 | 69.3378 | 11.4984 | 2.4979 | -8.3704 | 31.0463 | -3.0599 | 33.1049 | -1.7207
4439 | 0.51025 | -6.6174 | 12.3295 | -7.2509 | 34.3722 | -0.75075 | 31.0404 | -2.9572 | 69.3397 | 11.4755 | 2.5173 | -8.3509 | 31.0307 | -3.0755 | 33.124 | -1.7015
4440 | 0.5539 | -6.5761 | 12.3583 | -7.2219 | 34.4103 | -0.71573 | 31.0264 | -2.9711 | 69.3769 | 11.4526 | 2.5368 | -8.3315 | 31.0068 | -3.0993 | 33.271 | -1.5545
4441 | 0.59754 | -6.531 | 12.3906 | -7.1868 | 34.4484 | -0.67653 | 31.0688 | -2.9285 | 69.4141 | 11.5068 | 2.5507 | -8.3176 | 31.0186 | -3.0874 | 33.2823 | -1.5432
4442 | 0.64119 | -6.4859 | 12.4241 | -7.1517 | 34.4866 | -0.63732 | 31.1112 | -2.8859 | 69.4513 | 11.561 | 2.5646 | -8.3037 | 31.006 | -3.1 | 33.3792 | -1.4463
4443 | 0.68484 | -6.4409 | 12.4577 | -7.1166 | 34.5247 | -0.59811 | 31.1537 | -2.8432 | 69.4885 | 11.6152 | 2.5784 | -8.2898 | 31.0498 | -3.0562 | 33.4613 | -1.3642
4444 | 0.72849 | -6.3958 | 12.4912 | -7.0815 | 34.5628 | -0.55891 | 31.1961 | -2.8006 | 69.5257 | 11.6694 | 2.5923 | -8.276 | 30.9714 | -3.1345 | 33.5163 | -1.3092
4445 | 0.76704 | -6.3507 | 12.5248 | -7.0464 | 34.6033 | -0.5197 | 31.2385 | -2.758 | 69.5327 | 11.7236 | 2.6062 | -8.2621 | 30.9563 | -3.1496 | 33.5695 | -1.256
4446 | 0.79349 | -6.3056 | 12.5583 | -7.0113 | 34.6497 | -0.48049 | 31.2809 | -2.7154 | 69.4677 | 11.7778 | 2.6201 | -8.2482 | 30.9933 | -3.1125 | 33.5612 | -1.2643
4447 | 0.81994 | -6.2835 | 12.5733 | -7.0013 | 34.6961 | -0.43189 | 31.3372 | -2.6589 | 69.4027 | 11.6804 | 2.6317 | -8.2366 | 30.9307 | -3.1751 | 33.5854 | -1.2402
4448 | 0.84639 | -6.2614 | 12.5818 | -6.9913 | 34.7425 | -0.38329 | 31.3936 | -2.6024 | 69.3378 | 11.5831 | 2.6432 | -8.2251 | 30.9908 | -3.1149 | 33.5991 | -1.2264
4449 | 0.87284 | -6.2393 | 12.5903 | -6.9814 | 34.7889 | -0.33469 | 31.4499 | -2.5459 | 69.2728 | 11.4857 | 2.6547 | -8.2135 | 30.9368 | -3.1688 | 33.5872 | -1.2383
4450 | 0.89929 | -6.2172 | 12.5988 | -6.9714 | 34.8353 | -0.2861 | 31.5062 | -2.4894 | 69.2078 | 11.3883 | 2.6663 | -8.202 | 30.9486 | -3.157 | 33.6056 | -1.2199
4451 | 0.91752 | -6.1951 | 12.6073 | -6.9615 | 34.8703 | -0.2375 | 31.5625 | -2.4329 | 69.1865 | 11.2909 | 2.6778 | -8.1905 | 30.9757 | -3.1299 | 33.5982 | -1.2273
4452 | 0.91576 | -6.1729 | 12.6158 | -6.9515 | 34.8777 | -0.1889 | 31.6188 | -2.3764 | 69.2715 | 11.1935 | 2.6894 | -8.1789 | 30.9262 | -3.1794 | 33.6316 | -1.1939
4453 | 0.91401 | -6.1805 | 12.6086 | -6.9639 | 34.8851 | -0.19258 | 31.6805 | -2.3145 | 69.3564 | 11.3288 | 2.6808 | -8.1875 | 30.9038 | -3.2017 | 33.5731 | -1.2524
4454 | 0.91225 | -6.188 | 12.596 | -6.9763 | 34.8924 | -0.19626 | 31.7422 | -2.2527 | 69.4413 | 11.464 | 2.6722 | -8.1961 | 30.9055 | -3.1999 | 33.5603 | -1.2652
4455 | 0.91049 | -6.1955 | 12.5833 | -6.9887 | 34.8998 | -0.19995 | 31.8038 | -2.1908 | 69.5262 | 11.5993 | 2.6637 | -8.2046 | 30.8844 | -3.221 | 33.5485 | -1.277
4456 | 0.90873 | -6.203 | 12.5707 | -7.001 | 34.9072 | -0.20363 | 31.8655 | -2.129 | 69.6112 | 11.7345 | 2.6551 | -8.2132 | 30.825 | -3.2804 | 33.5931 | -1.2324
4457 | 0.89837 | -6.2105 | 12.558 | -7.0134 | 34.9085 | -0.20732 | 31.9271 | -2.0671 | 69.6763 | 11.8698 | 2.6465 | -8.2218 | 30.8418 | -3.2635 | 33.498 | -1.3275
4458 | 0.86654 | -6.218 | 12.5454 | -7.0258 | 34.8947 | -0.211 | 31.9888 | -2.0053 | 69.692 | 12.0051 | 2.638 | -8.2303 | 30.8977 | -3.2075 | 33.4768 | -1.3487
4459 | 0.83472 | -6.2557 | 12.5365 | -7.0329 | 34.881 | -0.22728 | 32.0225 | -1.9714 | 69.7078 | 11.9886 | 2.6169 | -8.2514 | 30.8312 | -3.274 | 33.3655 | -1.46
4460 | 0.80289 | -6.2933 | 12.5288 | -7.04 | 34.8672 | -0.24356 | 32.0561 | -1.9376 | 69.7235 | 11.9721 | 2.5959 | -8.2724 | 30.933 | -3.1721 | 33.3991 | -1.4264
4461 | 0.77107 | -6.331 | 12.5211 | -7.0471 | 34.8534 | -0.25984 | 32.0898 | -1.9037 | 69.7392 | 11.9557 | 2.5749 | -8.2934 | 30.9374 | -3.1677 | 33.4238 | -1.4017
4462 | 0.73924 | -6.3687 | 12.5135 | -7.0541 | 34.8397 | -0.27612 | 32.1235 | -1.8698 | 69.755 | 11.9392 | 2.5538 | -8.3145 | 30.9473 | -3.1578 | 33.2875 | -1.538
4463 | 0.70656 | -6.4063 | 12.5058 | -7.0612 | 34.8226 | -0.2924 | 32.1572 | -1.836 | 69.7724 | 11.9228 | 2.5328 | -8.3355 | 30.9743 | -3.1307 | 33.2656 | -1.5599
4464 | 0.6717 | -6.444 | 12.4981 | -7.0683 | 34.797 | -0.30868 | 32.1909 | -1.8021 | 69.7943 | 11.9063 | 2.5118 | -8.3565 | 31.0681 | -3.0368 | 33.2702 | -1.5553
4465 | 0.63683 | -6.4773 | 12.4894 | -7.0773 | 34.7713 | -0.3366 | 32.217 | -1.7758 | 69.8162 | 11.939 | 2.498 | -8.3703 | 31.0548 | -3.0501 | 33.2842 | -1.5413
4466 | 0.60197 | -6.5106 | 12.4804 | -7.0863 | 34.7457 | -0.36452 | 32.2431 | -1.7495 | 69.838 | 11.9716 | 2.4843 | -8.384 | 31.0869 | -3.018 | 33.252 | -1.5735
4467 | 0.56711 | -6.5439 | 12.4713 | -7.0952 | 34.7201 | -0.39244 | 32.2692 | -1.7232 | 69.8599 | 12.0043 | 2.4705 | -8.3978 | 31.1499 | -2.955 | 33.2107 | -1.6148
4468 | 0.53225 | -6.5773 | 12.4622 | -7.1042 | 34.6945 | -0.42036 | 32.2952 | -1.6969 | 69.8818 | 12.0369 | 2.4568 | -8.4115 | 31.1663 | -2.9385 | 33.1651 | -1.6603
4469 | 0.5005 | -6.6106 | 12.4531 | -7.1132 | 34.6719 | -0.44827 | 32.3213 | -1.6707 | 69.8937 | 12.0696 | 2.4431 | -8.4252 | 31.1775 | -2.9273 | 33.1213 | -1.7042
4470 | 0.47693 | -6.6439 | 12.444 | -7.1221 | 34.6575 | -0.47619 | 32.3474 | -1.6444 | 69.8793 | 12.1022 | 2.4293 | -8.439 | 31.215 | -2.8897 | 33.0465 | -1.779
4471 | 0.45336 | -6.6641 | 12.4407 | -7.1222 | 34.643 | -0.48679 | 32.3588 | -1.6328 | 69.865 | 12.0756 | 2.4478 | -8.4205 | 31.2502 | -2.8544 | 33.1341 | -1.6914
4472 | 0.42979 | -6.6842 | 12.4394 | -7.1223 | 34.6285 | -0.4974 | 32.3701 | -1.6213 | 69.8507 | 12.049 | 2.4663 | -8.4019 | 31.2835 | -2.8211 | 33.0943 | -1.7312
4473 | 0.40622 | -6.7044 | 12.4381 | -7.1223 | 34.6141 | -0.508 | 32.3814 | -1.6098 | 69.8364 | 12.0224 | 2.4849 | -8.3834 | 31.3846 | -2.7199 | 33.0723 | -1.7532
4474 | 0.38264 | -6.7245 | 12.4368 | -7.1224 | 34.5996 | -0.5186 | 32.3928 | -1.5983 | 69.8221 | 11.9958 | 2.5034 | -8.3649 | 31.3702 | -2.7344 | 33.0209 | -1.8046
4475 | 0.37104 | -6.7447 | 12.4355 | -7.1224 | 34.5888 | -0.5292 | 32.4041 | -1.5868 | 69.8209 | 11.9692 | 2.5219 | -8.3464 | 31.3965 | -2.7079 | 33.037 | -1.7885
4476 | 0.39158 | -6.7648 | 12.4342 | -7.1225 | 34.5878 | -0.5398 | 32.4154 | -1.5752 | 69.8551 | 11.9426 | 2.5404 | -8.3279 | 31.459 | -2.6454 | 33.0209 | -1.8046
4477 | 0.41213 | -6.7326 | 12.4198 | -7.1405 | 34.5868 | -0.53798 | 32.4188 | -1.5717 | 69.8892 | 11.9934 | 2.5751 | -8.2932 | 31.5023 | -2.602 | 33.0349 | -1.7906
4478 | 0.43267 | -6.7003 | 12.4009 | -7.1585 | 34.5858 | -0.53617 | 32.4221 | -1.5682 | 69.9234 | 12.0443 | 2.6098 | -8.2585 | 31.5294 | -2.5749 | 32.986 | -1.8395
4479 | 0.45321 | -6.6681 | 12.3821 | -7.1765 | 34.5848 | -0.53435 | 32.4254 | -1.5647 | 69.9576 | 12.0952 | 2.6445 | -8.2238 | 31.5532 | -2.5511 | 33.0383 | -1.7872
4480 | 0.47375 | -6.6358 | 12.3632 | -7.1945 | 34.5838 | -0.53253 | 32.4287 | -1.5612 | 69.9917 | 12.1461 | 2.6792 | -8.189 | 31.578 | -2.5263 | 33.0504 | -1.7751
4481 | 0.50134 | -6.6035 | 12.3444 | -7.2125 | 34.5901 | -0.53072 | 32.4321 | -1.5577 | 70.0193 | 12.1969 | 2.714 | -8.1543 | 31.5796 | -2.5246 | 33.0112 | -1.8143
4482 | 0.54831 | -6.5713 | 12.3255 | -7.2305 | 34.6165 | -0.5289 | 32.4354 | -1.5541 | 70.0287 | 12.2478 | 2.7487 | -8.1196 | 31.5725 | -2.5316 | 32.8952 | -1.9303
4483 | 0.59528 | -6.5196 | 12.3001 | -7.2569 | 34.6429 | -0.49569 | 32.4274 | -1.562 | 70.0381 | 12.2465 | 2.7922 | -8.0761 | 31.5523 | -2.5518 | 32.916 | -1.9095
4484 | 0.64225 | -6.4679 | 12.2725 | -7.2833 | 34.6693 | -0.46248 | 32.4194 | -1.5698 | 70.0476 | 12.2453 | 2.8358 | -8.0325 | 31.4849 | -2.6192 | 32.8617 | -1.9637
4485 | 0.68923 | -6.4162 | 12.2448 | -7.3097 | 34.6957 | -0.42926 | 32.4114 | -1.5776 | 70.057 | 12.244 | 2.8794 | -7.9889 | 31.5585 | -2.5455 | 32.9181 | -1.9073
4486 | 0.7362 | -6.3645 | 12.2172 | -7.3361 | 34.7222 | -0.39605 | 32.4034 | -1.5854 | 70.0664 | 12.2427 | 2.923 | -7.9453 | 31.5019 | -2.6021 | 32.8751 | -1.9503
4487 | 0.78175 | -6.3128 | 12.1896 | -7.3625 | 34.7467 | -0.36284 | 32.3954 | -1.5932 | 70.0795 | 12.2414 | 2.9666 | -7.9017 | 31.5092 | -2.5947 | 32.8155 | -2.01
4488 | 0.82325 | -6.2611 | 12.1619 | -7.3889 | 34.766 | -0.32963 | 32.3874 | -1.601 | 70.1032 | 12.2402 | 3.0102 | -7.8581 | 31.431 | -2.6728 | 32.8233 | -2.0021
4489 | 0.86476 | -6.2216 | 12.1226 | -7.4329 | 34.7853 | -0.31381 | 32.3571 | -1.6312 | 70.1269 | 12.2709 | 3.0257 | -7.8426 | 31.3853 | -2.7186 | 32.7365 | -2.089
4490 | 0.90626 | -6.182 | 12.0793 | -7.4769 | 34.8046 | -0.298 | 32.3268 | -1.6613 | 70.1507 | 12.3016 | 3.0412 | -7.8271 | 31.3486 | -2.7552 | 32.8012 | -2.0243
4491 | 0.94777 | -6.1424 | 12.036 | -7.5209 | 34.8238 | -0.28218 | 32.2964 | -1.6914 | 70.1744 | 12.3324 | 3.0568 | -7.8115 | 31.3638 | -2.7399 | 32.7407 | -2.0848
4492 | 0.98927 | -6.1028 | 11.9927 | -7.5648 | 34.8431 | -0.26637 | 32.2661 | -1.7215 | 70.1981 | 12.3631 | 3.0723 | -7.796 | 31.3493 | -2.7543 | 32.7878 | -2.0377
4493 | 1.0235 | -6.0632 | 11.9494 | -7.6088 | 34.8541 | -0.25055 | 32.2358 | -1.7516 | 70.1986 | 12.3938 | 3.0878 | -7.7805 | 31.28 | -2.8236 | 32.6768 | -2.1487
4494 | 1.0365 | -6.0237 | 11.9061 | -7.6528 | 34.8412 | -0.23474 | 32.2055 | -1.7818 | 70.132 | 12.4246 | 3.1033 | -7.7649 | 31.2361 | -2.8675 | 32.6882 | -2.1373
4495 | 1.0495 | -6.0169 | 11.8833 | -7.669 | 34.8282 | -0.25509 | 32.1469 | -1.8401 | 70.0653 | 12.3325 | 3.0924 | -7.7759 | 31.1757 | -2.9278 | 32.6789 | -2.1466
4496 | 1.0626 | -6.0101 | 11.8674 | -7.6852 | 34.8152 | -0.27544 | 32.0884 | -1.8985 | 69.9987 | 12.2405 | 3.0814 | -7.7869 | 31.0914 | -3.0121 | 32.7378 | -2.0877
4497 | 1.0756 | -6.0033 | 11.8515 | -7.7014 | 34.8023 | -0.29579 | 32.0298 | -1.9569 | 69.9321 | 12.1485 | 3.0705 | -7.7978 | 31.1624 | -2.9411 | 32.6995 | -2.126
4498 | 1.0886 | -5.9965 | 11.8356 | -7.7176 | 34.7893 | -0.31614 | 31.9712 | -2.0153 | 69.8654 | 12.0565 | 3.0595 | -7.8088 | 31.0315 | -3.0719 | 32.6775 | -2.148
4499 | 1.0962 | -5.9897 | 11.8196 | -7.7339 | 34.777 | -0.33649 | 31.9126 | -2.0737 | 69.8061 | 11.9645 | 3.0486 | -7.8197 | 31.049 | -3.0543 | 32.6786 | -2.1469
4500 | 1.0876 | -5.9829 | 11.8037 | -7.7501 | 34.7668 | -0.35684 | 31.854 | -2.1321 | 69.7687 | 11.8725 | 3.0376 | -7.8307 | 30.9796 | -3.1237 | 32.7075 | -2.118
4501 | 1.0789 | -5.9948 | 11.8026 | -7.7471 | 34.7566 | -0.36416 | 31.7861 | -2.1999 | 69.7313 | 11.8498 | 3.0372 | -7.8311 | 30.887 | -3.2163 | 32.6652 | -2.1603
4502 | 1.0703 | -6.0068 | 11.8065 | -7.7441 | 34.7464 | -0.37148 | 31.7181 | -2.2676 | 69.6939 | 11.8272 | 3.0368 | -7.8315 | 30.9059 | -3.1973 | 32.6943 | -2.1312
4503 | 1.0616 | -6.0187 | 11.8103 | -7.7412 | 34.7361 | -0.3788 | 31.6501 | -2.3354 | 69.6565 | 11.8046 | 3.0364 | -7.8318 | 30.8768 | -3.2263 | 32.6399 | -2.1855
4504 | 1.053 | -6.0306 | 11.8141 | -7.7382 | 34.7259 | -0.38612 | 31.5822 | -2.4032 | 69.6191 | 11.7819 | 3.0361 | -7.8322 | 30.8321 | -3.271 | 32.7123 | -2.1132
4505 | 1.0383 | -6.0425 | 11.8179 | -7.7352 | 34.7088 | -0.39344 | 31.5142 | -2.471 | 69.5633 | 11.7593 | 3.0357 | -7.8326 | 30.838 | -3.265 | 32.7352 | -2.0903
4506 | 1.0049 | -6.0544 | 11.8217 | -7.7323 | 34.6707 | -0.40076 | 31.4462 | -2.5387 | 69.4508 | 11.7367 | 3.0353 | -7.833 | 30.8139 | -3.2891 | 32.6628 | -2.1627
4507 | 0.97145 | -6.0927 | 11.8492 | -7.6968 | 34.6326 | -0.4467 | 31.3656 | -2.6192 | 69.3383 | 11.601 | 3.003 | -7.8653 | 30.8194 | -3.2835 | 32.7571 | -2.0684
4508 | 0.93804 | -6.1309 | 11.8844 | -7.6613 | 34.5945 | -0.49264 | 31.285 | -2.6997 | 69.2258 | 11.4654 | 2.9707 | -7.8976 | 30.8062 | -3.2967 | 32.7879 | -2.0376
4509 | 0.90464 | -6.1692 | 11.9197 | -7.6259 | 34.5564 | -0.53858 | 31.2043 | -2.7801 | 69.1133 | 11.3298 | 2.9383 | -7.9299 | 30.7885 | -3.3144 | 32.7994 | -2.0261
4510 | 0.87123 | -6.2074 | 11.9549 | -7.5904 | 34.5183 | -0.58452 | 31.1237 | -2.8606 | 69.0009 | 11.1942 | 2.906 | -7.9623 | 30.802 | -3.3009 | 32.7743 | -2.0511
4511 | 0.84051 | -6.2457 | 11.9902 | -7.555 | 34.4834 | -0.63046 | 31.043 | -2.941 | 68.909 | 11.0586 | 2.8737 | -7.9946 | 30.84 | -3.2628 | 32.8162 | -2.0093
4512 | 0.81822 | -6.2839 | 12.0254 | -7.5195 | 34.4586 | -0.6764 | 30.9624 | -3.0215 | 68.882 | 10.9229 | 2.8414 | -8.0269 | 30.7878 | -3.3149 | 32.8493 | -1.9762
4513 | 0.79593 | -6.3013 | 12.0656 | -7.4772 | 34.4338 | -0.69546 | 30.9105 | -3.0732 | 68.855 | 10.9246 | 2.8443 | -8.024 | 30.7821 | -3.3206 | 32.8325 | -1.9929
4514 | 0.77364 | -6.3186 | 12.1074 | -7.435 | 34.409 | -0.71452 | 30.8586 | -3.1248 | 68.828 | 10.9263 | 2.8472 | -8.0211 | 30.8155 | -3.2872 | 32.8859 | -1.9396
4515 | 0.75135 | -6.336 | 12.1491 | -7.3927 | 34.3842 | -0.73358 | 30.8068 | -3.1765 | 68.801 | 10.928 | 2.85 | -8.0182 | 30.8502 | -3.2524 | 32.8962 | -1.9292
4516 | 0.72907 | -6.3533 | 12.1909 | -7.3504 | 34.3594 | -0.75264 | 30.7549 | -3.2282 | 68.774 | 10.9297 | 2.8529 | -8.0154 | 30.7855 | -3.3171 | 32.9272 | -1.8982
4517 | 0.71206 | -6.3707 | 12.2327 | -7.3082 | 34.3401 | -0.7717 | 30.7031 | -3.2798 | 68.7552 | 10.9314 | 2.8558 | -8.0125 | 30.8204 | -3.2821 | 32.8839 | -1.9416
4518 | 0.71215 | -6.388 | 12.2745 | -7.2659 | 34.3389 | -0.79076 | 30.6512 | -3.3315 | 68.7626 | 10.9331 | 2.8587 | -8.0096 | 30.8091 | -3.2934 | 32.9272 | -1.8983
4519 | 0.71224 | -6.3826 | 12.3154 | -7.2233 | 34.3377 | -0.7871 | 30.663 | -3.3195 | 68.7701 | 10.9424 | 2.8778 | -7.9905 | 30.8537 | -3.2487 | 32.9648 | -1.8606
4520 | 0.71233 | -6.3772 | 12.356 | -7.1807 | 34.3365 | -0.78343 | 30.6747 | -3.3076 | 68.7776 | 10.9518 | 2.8969 | -7.9714 | 30.844 | -3.2584 | 32.9361 | -1.8893
4521 | 0.71241 | -6.3719 | 12.3966 | -7.1381 | 34.3353 | -0.77977 | 30.6865 | -3.2956 | 68.785 | 10.9611 | 2.916 | -7.9523 | 30.8468 | -3.2556 | 32.8947 | -1.9308
4522 | 0.7125 | -6.3665 | 12.4373 | -7.0954 | 34.3341 | -0.7761 | 30.6983 | -3.2837 | 68.7925 | 10.9705 | 2.9351 | -7.9332 | 30.8179 | -3.2844 | 32.9589 | -1.8665
4523 | 0.7133 | -6.3611 | 12.4779 | -7.0528 | 34.3314 | -0.77244 | 30.71 | -3.2717 | 68.8111 | 10.9798 | 2.9542 | -7.9141 | 30.9007 | -3.2015 | 32.9438 | -1.8817
4524 | 0.71648 | -6.3557 | 12.5185 | -7.0102 | 34.3237 | -0.76877 | 30.7218 | -3.2597 | 68.8665 | 10.9892 | 2.9733 | -7.895 | 30.9045 | -3.1977 | 32.9118 | -1.9136
4525 | 0.71966 | -6.3523 | 12.5324 | -7.0042 | 34.3159 | -0.77925 | 30.7324 | -3.2489 | 68.922 | 11.0569 | 2.9983 | -7.87 | 30.8474 | -3.2547 | 32.8997 | -1.9258
4526 | 0.72284 | -6.3489 | 12.5376 | -6.9982 | 34.3081 | -0.78972 | 30.7431 | -3.2381 | 68.9775 | 11.1247 | 3.0234 | -7.8449 | 30.8828 | -3.2193 | 32.8989 | -1.9265
4527 | 0.72602 | -6.3455 | 12.5428 | -6.9922 | 34.3004 | -0.80019 | 30.7537 | -3.2273 | 69.033 | 11.1925 | 3.0484 | -7.8199 | 30.9043 | -3.1977 | 32.8721 | -1.9533
4528 | 0.72919 | -6.3421 | 12.548 | -6.9862 | 34.2926 | -0.81067 | 30.7643 | -3.2165 | 69.0885 | 11.2602 | 3.0734 | -7.7949 | 30.9598 | -3.1422 | 32.9231 | -1.9023
4529 | 0.73639 | -6.3387 | 12.5532 | -6.9802 | 34.2873 | -0.82114 | 30.775 | -3.2057 | 69.1508 | 11.328 | 3.0984 | -7.7699 | 30.9044 | -3.1975 | 32.8813 | -1.9442
4530 | 0.75734 | -6.3354 | 12.5584 | -6.9742 | 34.29 | -0.83162 | 30.7856 | -3.1948 | 69.2366 | 11.3957 | 3.1234 | -7.7448 | 30.9641 | -3.1378 | 32.848 | -1.9774
4531 | 0.77828 | -6.3091 | 12.5581 | -6.9756 | 34.2928 | -0.82521 | 30.8443 | -3.1359 | 69.3223 | 11.4865 | 3.1477 | -7.7206 | 30.925 | -3.1769 | 32.8235 | -2.0019
4532 | 0.79923 | -6.2829 | 12.5559 | -6.977 | 34.2956 | -0.81879 | 30.903 | -3.077 | 69.4081 | 11.5773 | 3.1719 | -7.6964 | 30.91 | -3.1919 | 32.8297 | -1.9958
4533 | 0.82017 | -6.2567 | 12.5538 | -6.9785 | 34.2984 | -0.81238 | 30.9617 | -3.0181 | 69.4939 | 11.6681 | 3.1961 | -7.6722 | 30.9742 | -3.1276 | 32.7515 | -2.074
4534 | 0.84111 | -6.2304 | 12.5516 | -6.9799 | 34.3011 | -0.80597 | 31.0205 | -2.9592 | 69.5796 | 11.7589 | 3.2203 | -7.6479 | 30.934 | -3.1677 | 32.7105 | -2.1149
4535 | 0.85879 | -6.2042 | 12.5494 | -6.9813 | 34.3049 | -0.79956 | 31.0792 | -2.9003 | 69.6623 | 11.8496 | 3.2446 | -7.6237 | 30.9851 | -3.1166 | 32.7078 | -2.1176
4536 | 0.86495 | -6.178 | 12.5473 | -6.9827 | 34.312 | -0.79315 | 31.1379 | -2.8414 | 69.7338 | 11.9404 | 3.2688 | -7.5995 | 30.9509 | -3.1507 | 32.6943 | -2.1311
4537 | 0.87112 | -6.1762 | 12.5403 | -6.9903 | 34.3192 | -0.78559 | 31.1727 | -2.8063 | 69.8054 | 12.0075 | 3.2658 | -7.6025 | 30.9572 | -3.1444 | 32.6647 | -2.1607
4538 | 0.87728 | -6.1743 | 12.5318 | -6.9978 | 34.3263 | -0.77803 | 31.2076 | -2.7713 | 69.877 | 12.0745 | 3.2628 | -7.6055 | 30.9637 | -3.1379 | 32.6639 | -2.1616
4539 | 0.88345 | -6.1725 | 12.5233 | -7.0054 | 34.3334 | -0.77047 | 31.2424 | -2.7363 | 69.9486 | 12.1416 | 3.2597 | -7.6085 | 30.9823 | -3.1193 | 32.6126 | -2.2129
4540 | 0.88961 | -6.1707 | 12.5148 | -7.0129 | 34.3406 | -0.76291 | 31.2773 | -2.7013 | 70.0201 | 12.2086 | 3.2567 | -7.6116 | 30.9749 | -3.1265 | 32.6043 | -2.2211
4541 | 0.89251 | -6.1689 | 12.5063 | -7.0205 | 34.3477 | -0.75536 | 31.3121 | -2.6662 | 70.0828 | 12.2757 | 3.2537 | -7.6146 | 31.03 | -3.0714 | 32.5129 | -2.3125
4542 | 0.88356 | -6.167 | 12.4978 | -7.028 | 34.355 | -0.7478 | 31.3469 | -2.6312 | 70.1132 | 12.3427 | 3.2507 | -7.6176 | 30.8765 | -3.2248 | 32.5818 | -2.2436
4543 | 0.87461 | -6.1779 | 12.4815 | -7.0468 | 34.3622 | -0.74042 | 31.3833 | -2.5946 | 70.1436 | 12.3642 | 3.2405 | -7.6278 | 31.0503 | -3.0511 | 32.5258 | -2.2996
4544 | 0.86567 | -6.1888 | 12.4626 | -7.0656 | 34.3694 | -0.73304 | 31.4196 | -2.5581 | 70.174 | 12.3857 | 3.2303 | -7.6379 | 31.0672 | -3.0341 | 32.5695 | -2.2559
4545 | 0.85672 | -6.1997 | 12.4438 | -7.0845 | 34.3766 | -0.72566 | 31.456 | -2.5216 | 70.2044 | 12.4072 | 3.2202 | -7.6481 | 31.0735 | -3.0277 | 32.5165 | -2.3089
4546 | 0.84777 | -6.2106 | 12.4249 | -7.1033 | 34.3839 | -0.71829 | 31.4924 | -2.485 | 70.2348 | 12.4286 | 3.21 | -7.6583 | 30.9969 | -3.1043 | 32.4528 | -2.3727
4547 | 0.83847 | -6.2215 | 12.4061 | -7.1221 | 34.3924 | -0.71091 | 31.5287 | -2.4485 | 70.254 | 12.4501 | 3.1998 | -7.6685 | 31.0605 | -3.0407 | 32.4645 | -2.361
4548 | 0.82782 | -6.2324 | 12.3872 | -7.1409 | 34.4055 | -0.70353 | 31.5651 | -2.4119 | 70.2313 | 12.4716 | 3.1896 | -7.6787 | 31.0521 | -3.049 | 32.4624 | -2.363
4549 | 0.81718 | -6.2423 | 12.3768 | -7.1483 | 34.4187 | -0.68867 | 31.5911 | -2.3857 | 70.2087 | 12.4381 | 3.1951 | -7.6731 | 31.0774 | -3.0236 | 32.4268 | -2.3986
4550 | 0.80653 | -6.2521 | 12.3691 | -7.1557 | 34.4319 | -0.6738 | 31.6172 | -2.3594 | 70.186 | 12.4047 | 3.2007 | -7.6676 | 31.0276 | -3.0734 | 32.4274 | -2.398
4551 | 0.79588 | -6.2619 | 12.3613 | -7.163 | 34.445 | -0.65893 | 31.6432 | -2.3332 | 70.1633 | 12.3713 | 3.2062 | -7.6621 | 31.0946 | -3.0063 | 32.3965 | -2.4289
4552 | 0.78524 | -6.2717 | 12.3536 | -7.1704 | 34.4582 | -0.64407 | 31.6693 | -2.3069 | 70.1407 | 12.3379 | 3.2117 | -7.6566 | 31.0952 | -3.0057 | 32.4307 | -2.3947
4553 | 0.77536 | -6.2815 | 12.3458 | -7.1778 | 34.4708 | -0.6292 | 31.6953 | -2.2807 | 70.1137 | 12.3045 | 3.2172 | -7.651 | 31.1181 | -2.9828 | 32.4499 | -2.3755
4554 | 0.76844 | -6.2913 | 12.3381 | -7.1852 | 34.4813 | -0.61433 | 31.7214 | -2.2544 | 70.0703 | 12.271 | 3.2228 | -7.6455 | 31.1261 | -2.9747 | 32.4308 | -2.3946
4555 | 0.76151 | -6.2967 | 12.3327 | -7.1892 | 34.4917 | -0.60475 | 31.7104 | -2.2652 | 70.0269 | 12.2255 | 3.2183 | -7.65 | 31.1066 | -2.9942 | 32.4864 | -2.339
4556 | 0.75459 | -6.3021 | 12.3281 | -7.1933 | 34.5022 | -0.59517 | 31.6995 | -2.2759 | 69.9834 | 12.1799 | 3.2138 | -7.6545 | 31.1382 | -2.9626 | 32.4245 | -2.4009
4557 | 0.74767 | -6.3075 | 12.3235 | -7.1973 | 34.5126 | -0.58559 | 31.6886 | -2.2867 | 69.94 | 12.1343 | 3.2094 | -7.6589 | 31.122 | -2.9787 | 32.3934 | -2.432
4558 | 0.74074 | -6.3129 | 12.3189 | -7.2013 | 34.5231 | -0.57601 | 31.6776 | -2.2974 | 69.8965 | 12.0888 | 3.2049 | -7.6634 | 31.0743 | -3.0264 | 32.4491 | -2.3763
4559 | 0.73722 | -6.3184 | 12.3143 | -7.2053 | 34.5349 | -0.56643 | 31.6667 | -2.3082 | 69.8515 | 12.0432 | 3.2004 | -7.6679 | 31.1059 | -2.9947 | 32.4662 | -2.3592
4560 | 0.74721 | -6.3238 | 12.3097 | -7.2094 | 34.552 | -0.55685 | 31.6558 | -2.3189 | 69.8 | 11.9976 | 3.1959 | -7.6723 | 31.0423 | -3.0583 | 32.4542 | -2.3712
4561 | 0.75719 | -6.3092 | 12.3032 | -7.2153 | 34.5691 | -0.53764 | 31.6797 | -2.2947 | 69.7486 | 11.9451 | 3.1983 | -7.67 | 31.0905 | -3.0101 | 32.447 | -2.3784
4562 | 0.76718 | -6.2945 | 12.2961 | -7.2213 | 34.5862 | -0.51842 | 31.7037 | -2.2706 | 69.6971 | 11.8925 | 3.2006 | -7.6677 | 31.1185 | -2.982 | 32.4087 | -2.4167
4563 | 0.77717 | -6.2799 | 12.289 | -7.2272 | 34.6033 | -0.49921 | 31.7277 | -2.2464 | 69.6456 | 11.84 | 3.203 | -7.6653 | 31.0176 | -3.0828 | 32.4384 | -2.387
4564 | 0.78715 | -6.2653 | 12.2819 | -7.2331 | 34.6204 | -0.47999 | 31.7516 | -2.2223 | 69.5942 | 11.7874 | 3.2053 | -7.663 | 31.055 | -3.0454 | 32.4041 | -2.4213
4565 | 0.79639 | -6.2507 | 12.2748 | -7.2391 | 34.6403 | -0.46078 | 31.7756 | -2.1981 | 69.5405 | 11.7349 | 3.2077 | -7.6606 | 31.018 | -3.0824 | 32.4027 | -2.4227
4566 | 0.80254 | -6.2361 | 12.2676 | -7.245 | 34.6714 | -0.44156 | 31.7996 | -2.174 | 69.4779 | 11.6823 | 3.21 | -7.6583 | 31.0502 | -3.0501 | 32.4 | -2.4254
4567 | 0.80869 | -6.2313 | 12.2485 | -7.2678 | 34.7026 | -0.40721 | 31.7706 | -2.2028 | 69.4154 | 11.6176 | 3.2191 | -7.6492 | 31.0362 | -3.064 | 32.3928 | -2.4326
4568 | 0.81483 | -6.2264 | 12.2257 | -7.2905 | 34.7337 | -0.37286 | 31.7416 | -2.2316 | 69.3528 | 11.5529 | 3.2281 | -7.6401 | 30.9688 | -3.1314 | 32.3736 | -2.4518
4569 | 0.82098 | -6.2216 | 12.2028 | -7.3132 | 34.7649 | -0.33851 | 31.7126 | -2.2604 | 69.2902 | 11.4882 | 3.2372 | -7.6311 | 30.9462 | -3.154 | 32.3786 | -2.4468
4570 | 0.82713 | -6.2168 | 12.18 | -7.336 | 34.796 | -0.30416 | 31.6836 | -2.2892 | 69.2276 | 11.4235 | 3.2463 | -7.622 | 31.0062 | -3.0939 | 32.4294 | -2.396
4571 | 0.83452 | -6.212 | 12.1571 | -7.3587 | 34.8223 | -0.26981 | 31.6546 | -2.318 | 69.1797 | 11.3588 | 3.2554 | -7.6129 | 31.0061 | -3.0939 | 32.3893 | -2.4361
4572 | 0.84713 | -6.2071 | 12.1342 | -7.3814 | 34.828 | -0.23546 | 31.6256 | -2.3468 | 69.1942 | 11.2941 | 3.2645 | -7.6038 | 30.9669 | -3.1331 | 32.3858 | -2.4396
4573 | 0.85975 | -6.1918 | 12.1182 | -7.3949 | 34.8337 | -0.23663 | 31.6049 | -2.3673 | 69.2086 | 11.3285 | 3.2663 | -7.602 | 30.9667 | -3.1332 | 32.4032 | -2.4222
4574 | 0.87237 | -6.1765 | 12.1043 | -7.4084 | 34.8393 | -0.2378 | 31.5842 | -2.3878 | 69.2231 | 11.3629 | 3.2681 | -7.6002 | 30.969 | -3.131 | 32.4346 | -2.3908
4575 | 0.88498 | -6.1612 | 12.0903 | -7.4219 | 34.845 | -0.23898 | 31.5635 | -2.4083 | 69.2375 | 11.3974 | 3.2698 | -7.5984 | 30.9918 | -3.1081 | 32.4266 | -2.3988
4576 | 0.8976 | -6.1459 | 12.0764 | -7.4353 | 34.8507 | -0.24015 | 31.5428 | -2.4288 | 69.252 | 11.4318 | 3.2716 | -7.5967 | 30.9592 | -3.1406 | 32.3905 | -2.4349
4577 | 0.90867 | -6.1305 | 12.0625 | -7.4488 | 34.8529 | -0.24133 | 31.522 | -2.4494 | 69.2539 | 11.4662 | 3.2734 | -7.5949 | 31.0163 | -3.0835 | 32.4065 | -2.4189
4578 | 0.91302 | -6.1152 | 12.0486 | -7.4623 | 34.8396 | -0.2425 | 31.5013 | -2.4699 | 69.2011 | 11.5006 | 3.2752 | -7.5931 | 30.9554 | -3.1444 | 32.4426 | -2.3828
4579 | 0.91737 | -6.1128 | 12.0362 | -7.4745 | 34.8263 | -0.25852 | 31.4558 | -2.5152 | 69.1482 | 11.4267 | 3.2697 | -7.5986 | 30.901 | -3.1987 | 32.3747 | -2.4507
4580 | 0.92172 | -6.1104 | 12.0243 | -7.4866 | 34.813 | -0.27454 | 31.4102 | -2.5606 | 69.0954 | 11.3528 | 3.2641 | -7.6041 | 30.9829 | -3.1168 | 32.4142 | -2.4112
4581 | 0.92607 | -6.1079 | 12.0124 | -7.4988 | 34.7998 | -0.29056 | 31.3647 | -2.606 | 69.0426 | 11.2789 | 3.2586 | -7.6097 | 31.0093 | -3.0903 | 32.4329 | -2.3924
4582 | 0.93042 | -6.1055 | 12.0005 | -7.5109 | 34.7865 | -0.30657 | 31.3191 | -2.6513 | 68.9898 | 11.205 | 3.2531 | -7.6152 | 30.9726 | -3.127 | 32.422 | -2.4034
4583 | 0.93616 | -6.1031 | 11.9886 | -7.5231 | 34.7713 | -0.32259 | 31.2736 | -2.6967 | 68.9578 | 11.131 | 3.2475 | -7.6208 | 30.9902 | -3.1094 | 32.4312 | -2.3942
4584 | 0.94818 | -6.1007 | 11.9766 | -7.5353 | 34.7472 | -0.33861 | 31.228 | -2.742 | 69.0201 | 11.0571 | 3.242 | -7.6263 | 31.0355 | -3.064 | 32.4483 | -2.3771
4585 | 0.96019 | -6.0855 | 11.9794 | -7.5283 | 34.7231 | -0.36442 | 31.1914 | -2.7784 | 69.0823 | 11.1531 | 3.2393 | -7.6289 | 31.0155 | -3.0839 | 32.5039 | -2.3215
4586 | 0.97221 | -6.0704 | 11.9867 | -7.5214 | 34.6991 | -0.39024 | 31.1548 | -2.8148 | 69.1446 | 11.2491 | 3.2367 | -7.6316 | 31.035 | -3.0644 | 32.5217 | -2.3036
4587 | 0.98422 | -6.0552 | 11.994 | -7.5144 | 34.675 | -0.41605 | 31.1182 | -2.8513 | 69.2068 | 11.3451 | 3.234 | -7.6342 | 31.0764 | -3.0229 | 32.5298 | -2.2956
4588 | 0.99624 | -6.0401 | 12.0012 | -7.5074 | 34.6509 | -0.44186 | 31.0816 | -2.8877 | 69.2691 | 11.4411 | 3.2314 | -7.6369 | 31.0769 | -3.0224 | 32.5078 | -2.3176
4589 | 1.0085 | -6.025 | 12.0085 | -7.5005 | 34.626 | -0.46767 | 31.045 | -2.9241 | 69.3319 | 11.5371 | 3.2287 | -7.6395 | 31.1023 | -2.997 | 32.5444 | -2.281
4590 | 1.0221 | -6.0098 | 12.0158 | -7.4935 | 34.5974 | -0.49348 | 31.0084 | -2.9605 | 69.3973 | 11.6331 | 3.2261 | -7.6422 | 31.1013 | -2.9979 | 32.5832 | -2.2422
4591 | 1.0357 | -5.9958 | 12.0385 | -7.4657 | 34.5687 | -0.52258 | 30.9881 | -2.9807 | 69.4627 | 11.6914 | 3.2453 | -7.623 | 31.1209 | -2.9783 | 32.5894 | -2.236
4592 | 1.0493 | -5.9818 | 12.0658 | -7.438 | 34.5401 | -0.55169 | 30.9677 | -3.0008 | 69.5281 | 11.7497 | 3.2645 | -7.6038 | 31.1255 | -2.9737 | 32.6119 | -2.2135
4593 | 1.0629 | -5.9678 | 12.0932 | -7.4102 | 34.5115 | -0.58079 | 30.9473 | -3.021 | 69.5935 | 11.8081 | 3.2837 | -7.5846 | 31.1509 | -2.9482 | 32.58 | -2.2454
4594 | 1.0765 | -5.9538 | 12.1206 | -7.3824 | 34.4828 | -0.60989 | 30.927 | -3.0412 | 69.6589 | 11.8664 | 3.303 | -7.5653 | 31.1638 | -2.9353 | 32.6323 | -2.193
4595 | 1.0919 | -5.9398 | 12.148 | -7.3547 | 34.4555 | -0.63899 | 30.9066 | -3.0613 | 69.7236 | 11.9247 | 3.3222 | -7.5461 | 31.1489 | -2.9501 | 32.6688 | -2.1565
4596 | 1.1158 | -5.9258 | 12.1754 | -7.3269 | 34.4345 | -0.6681 | 30.8862 | -3.0815 | 69.785 | 11.983 | 3.3414 | -7.5269 | 31.2126 | -2.8864 | 32.7157 | -2.1096
4597 | 1.1397 | -5.8987 | 12.2047 | -7.2961 | 34.4136 | -0.68683 | 30.8813 | -3.0863 | 69.8464 | 12.0456 | 3.3475 | -7.5208 | 31.2149 | -2.8841 | 32.6886 | -2.1368
4598 | 1.1636 | -5.8717 | 12.2346 | -7.2653 | 34.3926 | -0.70557 | 30.8763 | -3.0911 | 69.9078 | 12.1081 | 3.3536 | -7.5147 | 31.1972 | -2.9016 | 32.702 | -2.1234
4599 | 1.1875 | -5.8446 | 12.2644 | -7.2345 | 34.3717 | -0.7243 | 30.8713 | -3.0959 | 69.9692 | 12.1706 | 3.3597 | -7.5086 | 31.1656 | -2.9332 | 32.7051 | -2.1203
4600 | 1.2114 | -5.8175 | 12.2943 | -7.2038 | 34.3508 | -0.74304 | 30.8663 | -3.1006 | 70.0306 | 12.2332 | 3.3658 | -7.5025 | 31.1641 | -2.9347 | 32.6986 | -2.1267
4601 | 1.2349 | -5.7905 | 12.3242 | -7.173 | 34.3343 | -0.76178 | 30.8614 | -3.1054 | 70.0903 | 12.2957 | 3.3719 | -7.4964 | 31.2317 | -2.867 | 32.675 | -2.1503
4602 | 1.2564 | -5.7634 | 12.354 | -7.1422 | 34.3402 | -0.78051 | 30.8564 | -3.1102 | 70.1416 | 12.3582 | 3.378 | -7.4903 | 31.2032 | -2.8955 | 32.7942 | -2.0312
4603 | 1.278 | -5.7424 | 12.3758 | -7.122 | 34.3461 | -0.76845 | 30.8617 | -3.1047 | 70.1928 | 12.4071 | 3.3857 | -7.4825 | 31.2132 | -2.8854 | 32.7503 | -2.0751
4604 | 1.2995 | -5.7214 | 12.3951 | -7.1019 | 34.352 | -0.75638 | 30.8669 | -3.0993 | 70.244 | 12.456 | 3.3935 | -7.4748 | 31.2716 | -2.827 | 32.7859 | -2.0395
4605 | 1.321 | -5.7005 | 12.4145 | -7.0817 | 34.3579 | -0.74431 | 30.8722 | -3.0938 | 70.2953 | 12.5049 | 3.4012 | -7.4671 | 31.2674 | -2.8312 | 32.8245 | -2.0009
4606 | 1.3426 | -5.6795 | 12.4338 | -7.0615 | 34.3638 | -0.73224 | 30.8775 | -3.0884 | 70.3465 | 12.5538 | 3.409 | -7.4593 | 31.2872 | -2.8114 | 32.7414 | -2.084
4607 | 1.3614 | -5.6585 | 12.4531 | -7.0414 | 34.3685 | -0.72017 | 30.8827 | -3.0829 | 70.3886 | 12.6027 | 3.4167 | -7.4516 | 31.2982 | -2.8003 | 32.8077 | -2.0177
4608 | 1.3664 | -5.6375 | 12.4724 | -7.0212 | 34.3668 | -0.7081 | 30.888 | -3.0774 | 70.3834 | 12.6516 | 3.4245 | -7.4438 | 31.2178 | -2.8806 | 32.8022 | -2.0231
4609 | 1.3713 | -5.6356 | 12.4846 | -7.0101 | 34.3652 | -0.71276 | 30.9287 | -3.0365 | 70.3782 | 12.6338 | 3.444 | -7.4243 | 31.2247 | -2.8737 | 32.8314 | -1.9939
4610 | 1.3763 | -5.6337 | 12.4946 | -6.999 | 34.3636 | -0.71742 | 30.9694 | -2.9956 | 70.3729 | 12.616 | 3.4635 | -7.4047 | 31.2463 | -2.8521 | 32.746 | -2.0794
4611 | 1.3813 | -5.6318 | 12.5046 | -6.9879 | 34.362 | -0.72207 | 31.0101 | -2.9548 | 70.3677 | 12.5981 | 3.4831 | -7.3852 | 31.2164 | -2.8819 | 32.7919 | -2.0335
4612 | 1.3862 | -5.63 | 12.5146 | -6.9768 | 34.3604 | -0.72673 | 31.0508 | -2.9139 | 70.3625 | 12.5803 | 3.5026 | -7.3657 | 31.2047 | -2.8936 | 32.7782 | -2.0471
4613 | 1.3906 | -5.6281 | 12.5246 | -6.9657 | 34.3603 | -0.73139 | 31.0915 | -2.873 | 70.3518 | 12.5625 | 3.5222 | -7.3461 | 31.1962 | -2.9021 | 32.8013 | -2.0241
4614 | 1.3917 | -5.6262 | 12.5346 | -6.9546 | 34.3684 | -0.73605 | 31.1322 | -2.8321 | 70.3121 | 12.5447 | 3.5417 | -7.3266 | 31.1945 | -2.9036 | 32.7514 | -2.074
4615 | 1.3927 | -5.6245 | 12.5326 | -6.9592 | 34.3765 | -0.72466 | 31.1469 | -2.8172 | 70.2723 | 12.5 | 3.5303 | -7.338 | 31.2043 | -2.8938 | 32.7622 | -2.0631
4616 | 1.3938 | -5.6228 | 12.5271 | -6.9638 | 34.3846 | -0.71328 | 31.1616 | -2.8023 | 70.2325 | 12.4554 | 3.5188 | -7.3494 | 31.2346 | -2.8635 | 32.7145 | -2.1108
4617 | 1.3949 | -5.6211 | 12.5216 | -6.9684 | 34.3927 | -0.70189 | 31.1763 | -2.7874 | 70.1927 | 12.4108 | 3.5074 | -7.3609 | 31.1883 | -2.9097 | 32.759 | -2.0664
4618 | 1.396 | -5.6195 | 12.516 | -6.973 | 34.4008 | -0.6905 | 31.191 | -2.7725 | 70.1529 | 12.3661 | 3.496 | -7.3723 | 31.1735 | -2.9245 | 32.7278 | -2.0975
4619 | 1.3935 | -5.6178 | 12.5105 | -6.9775 | 34.41 | -0.67912 | 31.2057 | -2.7576 | 70.1105 | 12.3215 | 3.4845 | -7.3838 | 31.1865 | -2.9115 | 32.6848 | -2.1406
4620 | 1.3702 | -5.6161 | 12.505 | -6.9821 | 34.4251 | -0.66773 | 31.2204 | -2.7427 | 70.0531 | 12.2769 | 3.4731 | -7.3952 | 31.1419 | -2.956 | 32.6858 | -2.1396
4621 | 1.347 | -5.6444 | 12.4918 | -6.998 | 34.4403 | -0.65149 | 31.2473 | -2.7156 | 69.9957 | 12.2168 | 3.4659 | -7.4024 | 31.1582 | -2.9396 | 32.629 | -2.1963
4622 | 1.3238 | -5.6728 | 12.4762 | -7.014 | 34.4554 | -0.63524 | 31.2742 | -2.6886 | 69.9382 | 12.1568 | 3.4587 | -7.4096 | 31.1403 | -2.9576 | 32.6767 | -2.1486
4623 | 1.3006 | -5.7011 | 12.4607 | -7.0299 | 34.4705 | -0.619 | 31.3011 | -2.6615 | 69.8808 | 12.0967 | 3.4515 | -7.4168 | 31.1784 | -2.9193 | 32.6208 | -2.2045
4624 | 1.2774 | -5.7295 | 12.4451 | -7.0458 | 34.4856 | -0.60275 | 31.3279 | -2.6344 | 69.8234 | 12.0366 | 3.4443 | -7.424 | 31.1173 | -2.9804 | 32.5566 | -2.2688
4625 | 1.2551 | -5.7578 | 12.4296 | -7.0617 | 34.5008 | -0.58651 | 31.3548 | -2.6073 | 69.7637 | 11.9766 | 3.4371 | -7.4311 | 31.1838 | -2.9139 | 32.5238 | -2.3016
4626 | 1.2384 | -5.7862 | 12.414 | -7.0776 | 34.5159 | -0.57026 | 31.3817 | -2.5802 | 69.6905 | 11.9165 | 3.4299 | -7.4383 | 31.1348 | -2.9628 | 32.4565 | -2.3688
4627 | 1.2217 | -5.7994 | 12.4143 | -7.0709 | 34.5311 | -0.55515 | 31.3905 | -2.5713 | 69.6173 | 11.8406 | 3.4242 | -7.444 | 31.1281 | -2.9695 | 32.4808 | -2.3445
4628 | 1.205 | -5.8125 | 12.4194 | -7.0643 | 34.5462 | -0.54003 | 31.3992 | -2.5623 | 69.5441 | 11.7647 | 3.4185 | -7.4498 | 31.1853 | -2.9122 | 32.4187 | -2.4067
4629 | 1.1883 | -5.8257 | 12.4244 | -7.0576 | 34.5614 | -0.52491 | 31.408 | -2.5534 | 69.4709 | 11.6887 | 3.4128 | -7.4555 | 31.1016 | -2.9959 | 32.3888 | -2.4365
4630 | 1.1716 | -5.8389 | 12.4294 | -7.0509 | 34.5765 | -0.50979 | 31.4167 | -2.5444 | 69.3977 | 11.6128 | 3.4071 | -7.4612 | 31.0891 | -3.0084 | 32.3263 | -2.4991
4631 | 1.1566 | -5.8521 | 12.4344 | -7.0442 | 34.5901 | -0.49467 | 31.4255 | -2.5355 | 69.3279 | 11.5369 | 3.4014 | -7.4669 | 31.1009 | -2.9966 | 32.2885 | -2.5368
4632 | 1.1516 | -5.8652 | 12.4395 | -7.0376 | 34.5944 | -0.47955 | 31.4342 | -2.5265 | 69.2791 | 11.461 | 3.3957 | -7.4726 | 31.1148 | -2.9826 | 32.2084 | -2.6169
4633 | 1.1466 | -5.8676 | 12.4226 | -7.061 | 34.5988 | -0.47754 | 31.4095 | -2.551 | 69.2302 | 11.4189 | 3.4004 | -7.4679 | 31.1198 | -2.9775 | 32.2298 | -2.5955
4634 | 1.1416 | -5.8699 | 12.3992 | -7.0844 | 34.6031 | -0.47552 | 31.3848 | -2.5755 | 69.1814 | 11.3768 | 3.4052 | -7.4631 | 31.1514 | -2.9459 | 32.2049 | -2.6204
4635 | 1.1366 | -5.8722 | 12.3758 | -7.1078 | 34.6074 | -0.4735 | 31.3601 | -2.6 | 69.1326 | 11.3347 | 3.4099 | -7.4584 | 31.1529 | -2.9444 | 32.089 | -2.7363
4636 | 1.1316 | -5.8745 | 12.3525 | -7.1312 | 34.6117 | -0.47148 | 31.3355 | -2.6245 | 69.0837 | 11.2926 | 3.4147 | -7.4536 | 31.0868 | -3.0104 | 32.0782 | -2.7472
4637 | 1.1284 | -5.8768 | 12.3291 | -7.1546 | 34.6142 | -0.46946 | 31.3108 | -2.6491 | 69.0404 | 11.2505 | 3.4194 | -7.4489 | 31.0923 | -3.0049 | 31.9764 | -2.8489
4638 | 1.1372 | -5.8791 | 12.3057 | -7.178 | 34.6052 | -0.46745 | 31.2861 | -2.6736 | 69.0317 | 11.2084 | 3.4242 | -7.4441 | 31.0606 | -3.0366 | 31.9173 | -2.9081
4639 | 1.146 | -5.867 | 12.293 | -7.1871 | 34.5961 | -0.47885 | 31.263 | -2.6964 | 69.0231 | 11.2079 | 3.4264 | -7.4419 | 31.0807 | -3.0164 | 31.9521 | -2.8733
4640 | 1.1548 | -5.8548 | 12.2834 | -7.1962 | 34.587 | -0.49026 | 31.24 | -2.7193 | 69.0144 | 11.2075 | 3.4286 | -7.4397 | 31.0833 | -3.0138 | 31.8409 | -2.9844
4641 | 1.1635 | -5.8427 | 12.2738 | -7.2053 | 34.578 | -0.50167 | 31.2169 | -2.7421 | 69.0058 | 11.207 | 3.4308 | -7.4375 | 31.1337 | -2.9633 | 31.8309 | -2.9945
4642 | 1.1723 | -5.8306 | 12.2642 | -7.2144 | 34.5689 | -0.51308 | 31.1939 | -2.765 | 68.9971 | 11.2065 | 3.433 | -7.4353 | 31.1048 | -2.9921 | 31.8387 | -2.9866
4643 | 1.1809 | -5.8184 | 12.2546 | -7.2235 | 34.5577 | -0.52449 | 31.1708 | -2.7878 | 68.9904 | 11.2061 | 3.4352 | -7.4331 | 31.1158 | -2.9811 | 31.8236 | -3.0017
4644 | 1.1883 | -5.8063 | 12.2449 | -7.2326 | 34.5317 | -0.53589 | 31.1477 | -2.8107 | 68.9969 | 11.2056 | 3.4374 | -7.4309 | 31.032 | -3.0649 | 31.7669 | -3.0584
4645 | 1.1957 | -5.7992 | 12.2349 | -7.2423 | 34.5057 | -0.565 | 31.1032 | -2.855 | 69.0033 | 11.2141 | 3.4402 | -7.428 | 31.0802 | -3.0166 | 31.7318 | -3.0935
4646 | 1.2031 | -5.7922 | 12.2247 | -7.252 | 34.4798 | -0.59411 | 31.0587 | -2.8993 | 69.0098 | 11.2225 | 3.4431 | -7.4252 | 31.0849 | -3.0118 | 31.7362 | -3.0891
4647 | 1.2105 | -5.7851 | 12.2145 | -7.2617 | 34.4538 | -0.62322 | 31.0142 | -2.9436 | 69.0162 | 11.231 | 3.4459 | -7.4223 | 31.0681 | -3.0286 | 31.6731 | -3.1522
4648 | 1.2179 | -5.778 | 12.2043 | -7.2715 | 34.4278 | -0.65233 | 30.9697 | -2.988 | 69.0227 | 11.2394 | 3.4488 | -7.4195 | 31.1125 | -2.9842 | 31.6905 | -3.1348
4649 | 1.2251 | -5.771 | 12.1941 | -7.2812 | 34.4011 | -0.68144 | 30.9252 | -3.0323 | 69.0308 | 11.2478 | 3.4516 | -7.4167 | 31.1465 | -2.9502 | 31.6319 | -3.1935
4650 | 1.2311 | -5.7639 | 12.1839 | -7.2909 | 34.3688 | -0.71055 | 30.8807 | -3.0766 | 69.0502 | 11.2563 | 3.4545 | -7.4138 | 31.1023 | -2.9943 | 31.6296 | -3.1957
4651 | 1.2371 | -5.7573 | 12.1749 | -7.2997 | 34.3366 | -0.74328 | 30.8236 | -3.1335 | 69.0696 | 11.2786 | 3.4391 | -7.4292 | 31.1067 | -2.9899 | 31.6873 | -3.1381
4652 | 1.2432 | -5.7508 | 12.1662 | -7.3084 | 34.3043 | -0.77602 | 30.7665 | -3.1904 | 69.089 | 11.3009 | 3.4238 | -7.4445 | 31.1418 | -2.9547 | 31.6502 | -3.1751
4653 | 1.2492 | -5.7442 | 12.1574 | -7.3171 | 34.2721 | -0.80875 | 30.7094 | -3.2473 | 69.1084 | 11.3232 | 3.4085 | -7.4598 | 31.1345 | -2.9619 | 31.7097 | -3.1156
4654 | 1.2552 | -5.7377 | 12.1487 | -7.3258 | 34.2399 | -0.84149 | 30.6523 | -3.3042 | 69.1278 | 11.3455 | 3.3931 | -7.4751 | 31.0874 | -3.009 | 31.734 | -3.0913
4655 | 1.2616 | -5.7311 | 12.14 | -7.3346 | 34.2084 | -0.87423 | 30.5952 | -3.3611 | 69.1548 | 11.3678 | 3.3778 | -7.4905 | 31.1454 | -2.951 | 31.7524 | -3.0729
4656 | 1.2704 | -5.7246 | 12.1313 | -7.3433 | 34.183 | -0.90696 | 30.5381 | -3.418 | 69.2373 | 11.3901 | 3.3625 | -7.5058 | 31.1655 | -2.9308 | 31.7812 | -3.0442
4657 | 1.2791 | -5.7145 | 12.1332 | -7.3382 | 34.1576 | -0.93049 | 30.5144 | -3.4415 | 69.3198 | 11.4869 | 3.3622 | -7.506 | 31.1695 | -2.9268 | 31.8454 | -2.98
4658 | 1.2879 | -5.7044 | 12.1382 | -7.3331 | 34.1321 | -0.95402 | 30.4907 | -3.465 | 69.4023 | 11.5836 | 3.362 | -7.5063 | 31.1754 | -2.9209 | 31.9326 | -2.8928
4659 | 1.2967 | -5.6944 | 12.1431 | -7.328 | 34.1067 | -0.97754 | 30.4669 | -3.4886 | 69.4849 | 11.6803 | 3.3617 | -7.5066 | 31.1665 | -2.9297 | 31.9022 | -2.9231
4660 | 1.3055 | -5.6843 | 12.1481 | -7.323 | 34.0813 | -1.0011 | 30.4432 | -3.5121 | 69.5674 | 11.777 | 3.3614 | -7.5069 | 31.2042 | -2.892 | 32.0027 | -2.8226
4661 | 1.3175 | -5.6743 | 12.153 | -7.3179 | 34.0587 | -1.0246 | 30.4195 | -3.5356 | 69.6469 | 11.8737 | 3.3612 | -7.5071 | 31.193 | -2.9031 | 32.0266 | -2.7988
4662 | 1.3542 | -5.6642 | 12.158 | -7.3128 | 34.0581 | -1.0481 | 30.3958 | -3.5592 | 69.7036 | 11.9705 | 3.3609 | -7.5074 | 31.1957 | -2.9004 | 32.1397 | -2.6856
4663 | 1.3909 | -5.6206 | 12.1701 | -7.2976 | 34.0576 | -1.0432 | 30.3945 | -3.5602 | 69.7603 | 12.0184 | 3.3485 | -7.5198 | 31.1915 | -2.9046 | 32.1389 | -2.6864
4664 | 1.4276 | -5.5771 | 12.1843 | -7.2825 | 34.057 | -1.0383 | 30.3933 | -3.5612 | 69.817 | 12.0664 | 3.3362 | -7.5321 | 31.2453 | -2.8507 | 32.2847 | -2.5407
4665 | 1.4643 | -5.5335 | 12.1985 | -7.2674 | 34.0564 | -1.0334 | 30.3921 | -3.5622 | 69.8737 | 12.1143 | 3.3238 | -7.5445 | 31.3016 | -2.7943 | 32.3133 | -2.512
4666 | 1.501 | -5.4899 | 12.2127 | -7.2522 | 34.0559 | -1.0285 | 30.3909 | -3.5632 | 69.9304 | 12.1623 | 3.3115 | -7.5568 | 31.2999 | -2.796 | 32.374 | -2.4513
4667 | 1.5355 | -5.4464 | 12.2269 | -7.2371 | 34.0564 | -1.0236 | 30.3897 | -3.5642 | 69.9836 | 12.2102 | 3.2991 | -7.5692 | 31.3361 | -2.7597 | 32.4837 | -2.3416
4668 | 1.5516 | -5.4028 | 12.241 | -7.222 | 34.0656 | -1.0187 | 30.3885 | -3.5652 | 70.0085 | 12.2582 | 3.2868 | -7.5815 | 31.3454 | -2.7504 | 32.4602 | -2.3651
4669 | 1.5677 | -5.3922 | 12.246 | -7.219 | 34.0748 | -1.0083 | 30.4098 | -3.5438 | 70.0334 | 12.2783 | 3.2847 | -7.5835 | 31.3414 | -2.7544 | 32.5823 | -2.243
4670 | 1.5838 | -5.3815 | 12.2483 | -7.216 | 34.084 | -0.99789 | 30.431 | -3.5224 | 70.0584 | 12.2983 | 3.2827 | -7.5855 | 31.3218 | -2.7739 | 32.6488 | -2.1765
4671 | 1.5999 | -5.3709 | 12.2506 | -7.2131 | 34.0932 | -0.98747 | 30.4522 | -3.501 | 70.0833 | 12.3184 | 3.2807 | -7.5876 | 31.3024 | -2.7934 | 32.6961 | -2.1292
4672 | 1.616 | -5.3603 | 12.2529 | -7.2101 | 34.1024 | -0.97706 | 30.4734 | -3.4796 | 70.1083 | 12.3385 | 3.2787 | -7.5896 | 31.3198 | -2.7758 | 32.7484 | -2.0769
4673 | 1.6327 | -5.3496 | 12.2552 | -7.2072 | 34.114 | -0.96665 | 30.4946 | -3.4581 | 70.1327 | 12.3586 | 3.2767 | -7.5916 | 31.3416 | -2.754 | 32.7387 | -2.0867
4674 | 1.6549 | -5.339 | 12.2575 | -7.2042 | 34.1453 | -0.95623 | 30.5159 | -3.4367 | 70.1535 | 12.3787 | 3.2747 | -7.5936 | 31.3012 | -2.7943 | 32.8395 | -1.9858
4675 | 1.677 | -5.3135 | 12.2567 | -7.2054 | 34.1767 | -0.9199 | 30.5765 | -3.3758 | 70.1743 | 12.4 | 3.2755 | -7.5927 | 31.2262 | -2.8693 | 32.8997 | -1.9256
4676 | 1.6992 | -5.288 | 12.255 | -7.2065 | 34.2081 | -0.88357 | 30.6372 | -3.315 | 70.1951 | 12.4214 | 3.2764 | -7.5919 | 31.2772 | -2.8183 | 32.9323 | -1.893
4677 | 1.7213 | -5.2624 | 12.2534 | -7.2077 | 34.2394 | -0.84724 | 30.6979 | -3.2541 | 70.2159 | 12.4427 | 3.2773 | -7.591 | 31.1755 | -2.92 | 32.988 | -1.8373
4678 | 1.7434 | -5.2369 | 12.2517 | -7.2088 | 34.2708 | -0.81091 | 30.7586 | -3.1932 | 70.2367 | 12.464 | 3.2782 | -7.5901 | 31.2512 | -2.8442 | 32.983 | -1.8423
4679 | 1.7644 | -5.2114 | 12.25 | -7.21 | 34.3012 | -0.77458 | 30.8193 | -3.1323 | 70.2506 | 12.4854 | 3.279 | -7.5893 | 31.2128 | -2.8826 | 33.0779 | -1.7474
4680 | 1.7752 | -5.1859 | 12.2483 | -7.2112 | 34.3229 | -0.73826 | 30.88 | -3.0715 | 70.2036 | 12.5067 | 3.2799 | -7.5884 | 31.2128 | -2.8825 | 33.1453 | -1.68
4681 | 1.786 | -5.1777 | 12.2459 | -7.2127 | 34.3446 | -0.71958 | 30.9217 | -3.0295 | 70.1565 | 12.4447 | 3.2929 | -7.5754 | 31.1981 | -2.8972 | 33.0915 | -1.7337
4682 | 1.7967 | -5.1695 | 12.2434 | -7.2143 | 34.3663 | -0.70091 | 30.9634 | -2.9876 | 70.1094 | 12.3826 | 3.3059 | -7.5624 | 31.1875 | -2.9077 | 33.1815 | -1.6438
4683 | 1.8075 | -5.1612 | 12.2408 | -7.2159 | 34.3881 | -0.68224 | 31.0051 | -2.9457 | 70.0623 | 12.3206 | 3.3189 | -7.5494 | 31.2138 | -2.8814 | 33.158 | -1.6673
4684 | 1.8183 | -5.153 | 12.2382 | -7.2174 | 34.4098 | -0.66356 | 31.0468 | -2.9038 | 70.0152 | 12.2585 | 3.3319 | -7.5364 | 31.1165 | -2.9787 | 33.1621 | -1.6632
4685 | 1.8281 | -5.1448 | 12.2356 | -7.219 | 34.4321 | -0.64489 | 31.0886 | -2.8619 | 69.9665 | 12.1964 | 3.3449 | -7.5234 | 31.1486 | -2.9465 | 33.1359 | -1.6894
4686 | 1.8288 | -5.1365 | 12.233 | -7.2206 | 34.4605 | -0.62622 | 31.1303 | -2.82 | 69.9016 | 12.1344 | 3.3579 | -7.5104 | 31.1727 | -2.9223 | 33.1609 | -1.6644
4687 | 1.8295 | -5.1367 | 12.2199 | -7.2361 | 34.4888 | -0.59547 | 31.1776 | -2.7725 | 69.8367 | 12.0692 | 3.3735 | -7.4948 | 31.06 | -3.0351 | 33.1517 | -1.6736
4688 | 1.8303 | -5.1369 | 12.2038 | -7.2516 | 34.5172 | -0.56472 | 31.2248 | -2.725 | 69.7718 | 12.0041 | 3.3892 | -7.4791 | 31.1051 | -2.9899 | 33.1057 | -1.7196
4689 | 1.831 | -5.1371 | 12.1877 | -7.2671 | 34.5456 | -0.53398 | 31.2721 | -2.6776 | 69.7069 | 11.9389 | 3.4048 | -7.4634 | 31.0208 | -3.0742 | 33.0962 | -1.7291
4690 | 1.8317 | -5.1372 | 12.1716 | -7.2827 | 34.5739 | -0.50323 | 31.3194 | -2.6301 | 69.642 | 11.8738 | 3.4205 | -7.4478 | 31.0667 | -3.0282 | 33.0643 | -1.761
4691 | 1.831 | -5.1374 | 12.1555 | -7.2982 | 34.6011 | -0.47249 | 31.3666 | -2.5826 | 69.581 | 11.8086 | 3.4362 | -7.4321 | 31.0423 | -3.0525 | 33.0472 | -1.7781
4692 | 1.8152 | -5.1376 | 12.1394 | -7.3137 | 34.6163 | -0.44174 | 31.4139 | -2.5352 | 69.5592 | 11.7435 | 3.4518 | -7.4165 | 31.0681 | -3.0267 | 33.0379 | -1.7874
4693 | 1.7994 | -5.1561 | 12.1221 | -7.3314 | 34.6316 | -0.42969 | 31.4294 | -2.5194 | 69.5374 | 11.7317 | 3.4634 | -7.4048 | 31.0225 | -3.0722 | 32.9571 | -1.8682
4694 | 1.7835 | -5.1746 | 12.1045 | -7.3491 | 34.6468 | -0.41765 | 31.4449 | -2.5037 | 69.5155 | 11.7199 | 3.4751 | -7.3932 | 31.075 | -3.0198 | 33.001 | -1.8243
4695 | 1.7677 | -5.1931 | 12.0869 | -7.3668 | 34.6621 | -0.4056 | 31.4605 | -2.488 | 69.4937 | 11.7081 | 3.4867 | -7.3816 | 31.1317 | -2.963 | 32.9116 | -1.9137
4696 | 1.7519 | -5.2116 | 12.0692 | -7.3845 | 34.6773 | -0.39356 | 31.476 | -2.4723 | 69.4719 | 11.6963 | 3.4983 | -7.3699 | 31.0635 | -3.0312 | 32.8632 | -1.9621
4697 | 1.7355 | -5.2301 | 12.0516 | -7.4022 | 34.6902 | -0.38151 | 31.4915 | -2.4566 | 69.4496 | 11.6845 | 3.51 | -7.3583 | 31.068 | -3.0267 | 32.8459 | -1.9794
4698 | 1.7127 | -5.2486 | 12.034 | -7.4199 | 34.6778 | -0.36947 | 31.507 | -2.4409 | 69.4214 | 11.6727 | 3.5216 | -7.3467 | 31.1236 | -2.971 | 32.737 | -2.0883
4699 | 1.6899 | -5.2716 | 12.0287 | -7.4216 | 34.6654 | -0.38704 | 31.5061 | -2.4416 | 69.3932 | 11.6413 | 3.5327 | -7.3356 | 31.086 | -3.0085 | 32.6971 | -2.1282
4700 | 1.6672 | -5.2946 | 12.0268 | -7.4233 | 34.653 | -0.40461 | 31.5052 | -2.4423 | 69.365 | 11.6098 | 3.5438 | -7.3245 | 31.1735 | -2.921 | 32.683 | -2.1423
4701 | 1.6444 | -5.3175 | 12.0249 | -7.425 | 34.6406 | -0.42217 | 31.5043 | -2.443 | 69.3369 | 11.5784 | 3.5549 | -7.3134 | 31.1199 | -2.9745 | 32.6428 | -2.1825
4702 | 1.6216 | -5.3405 | 12.023 | -7.4268 | 34.6282 | -0.43974 | 31.5033 | -2.4438 | 69.3087 | 11.547 | 3.566 | -7.3023 | 31.1191 | -2.9753 | 32.5946 | -2.2307
4703 | 1.5998 | -5.3635 | 12.0211 | -7.4285 | 34.6143 | -0.45731 | 31.5024 | -2.4445 | 69.2808 | 11.5156 | 3.5771 | -7.2912 | 31.1705 | -2.9239 | 32.5144 | -2.3109
4704 | 1.5899 | -5.3864 | 12.0193 | -7.4302 | 34.5829 | -0.47488 | 31.5015 | -2.4452 | 69.2557 | 11.4842 | 3.5882 | -7.2801 | 31.1491 | -2.9452 | 32.4869 | -2.3384
4705 | 1.58 | -5.3927 | 12.0246 | -7.4225 | 34.5515 | -0.50905 | 31.4685 | -2.478 | 69.2307 | 11.4609 | 3.6061 | -7.2622 | 31.1899 | -2.9043 | 32.4407 | -2.3845
4706 | 1.5701 | -5.399 | 12.0318 | -7.4149 | 34.5201 | -0.54323 | 31.4355 | -2.5108 | 69.2056 | 11.4377 | 3.624 | -7.2443 | 31.1806 | -2.9136 | 32.3453 | -2.4799
4707 | 1.5602 | -5.4053 | 12.0391 | -7.4072 | 34.4887 | -0.57741 | 31.4025 | -2.5436 | 69.1805 | 11.4144 | 3.6419 | -7.2263 | 31.1858 | -2.9084 | 32.2778 | -2.5475
4708 | 1.5502 | -5.4116 | 12.0464 | -7.3995 | 34.4574 | -0.61158 | 31.3695 | -2.5764 | 69.1555 | 11.3911 | 3.6599 | -7.2084 | 31.1924 | -2.9018 | 32.2198 | -2.6055
4709 | 1.5411 | -5.4179 | 12.0536 | -7.3919 | 34.4266 | -0.64576 | 31.3365 | -2.6092 | 69.1352 | 11.3678 | 3.6778 | -7.1905 | 31.2308 | -2.8633 | 32.0955 | -2.7298
4710 | 1.5416 | -5.4241 | 12.0609 | -7.3842 | 34.4025 | -0.67994 | 31.3035 | -2.642 | 69.1725 | 11.3445 | 3.6957 | -7.1725 | 31.2485 | -2.8455 | 32.1242 | -2.7011
4711 | 1.5421 | -5.4214 | 12.0708 | -7.3736 | 34.3785 | -0.70151 | 31.266 | -2.6794 | 69.2099 | 11.3955 | 3.7097 | -7.1586 | 31.2489 | -2.8451 | 32.075 | -2.7502
4712 | 1.5426 | -5.4187 | 12.0813 | -7.363 | 34.3545 | -0.72309 | 31.2284 | -2.7168 | 69.2473 | 11.4465 | 3.7236 | -7.1447 | 31.2542 | -2.8397 | 31.9963 | -2.829
4713 | 1.5431 | -5.4159 | 12.0919 | -7.3524 | 34.3304 | -0.74467 | 31.1908 | -2.7541 | 69.2846 | 11.4975 | 3.7376 | -7.1307 | 31.263 | -2.8309 | 31.9398 | -2.8854
4714 | 1.5436 | -5.4132 | 12.1024 | -7.3418 | 34.3064 | -0.76625 | 31.1532 | -2.7915 | 69.322 | 11.5485 | 3.7515 | -7.1168 | 31.247 | -2.8468 | 31.9591 | -2.8662
4715 | 1.5453 | -5.4105 | 12.113 | -7.3311 | 34.2825 | -0.78783 | 31.1156 | -2.8289 | 69.3615 | 11.5995 | 3.7655 | -7.1028 | 31.2317 | -2.8621 | 31.8485 | -2.9767
4716 | 1.5637 | -5.4077 | 12.1236 | -7.3205 | 34.2605 | -0.80941 | 31.078 | -2.8663 | 69.4286 | 11.6505 | 3.7794 | -7.0889 | 31.2239 | -2.8699 | 31.8259 | -2.9994
4717 | 1.5821 | -5.3852 | 12.1439 | -7.2971 | 34.2385 | -0.83131 | 31.0332 | -2.911 | 69.4957 | 11.7215 | 3.7861 | -7.0821 | 31.2004 | -2.8934 | 31.7613 | -3.064
4718 | 1.6004 | -5.3627 | 12.1668 | -7.2737 | 34.2164 | -0.85322 | 30.9883 | -2.9556 | 69.5628 | 11.7925 | 3.7929 | -7.0754 | 31.2095 | -2.8842 | 31.6836 | -3.1417
4719 | 1.6188 | -5.3402 | 12.1898 | -7.2503 | 34.1944 | -0.87512 | 30.9435 | -3.0003 | 69.63 | 11.8635 | 3.7996 | -7.0686 | 31.1521 | -2.9415 | 31.646 | -3.1793
4720 | 1.6372 | -5.3176 | 12.2127 | -7.2269 | 34.1723 | -0.89703 | 30.8986 | -3.0449 | 69.6971 | 11.9345 | 3.8064 | -7.0619 | 31.1618 | -2.9318 | 31.6346 | -3.1907
4721 | 1.6557 | -5.2951 | 12.2357 | -7.2035 | 34.1511 | -0.91893 | 30.8538 | -3.0896 | 69.763 | 12.0055 | 3.8131 | -7.0552 | 31.1385 | -2.9551 | 31.5755 | -3.2497
4722 | 1.6763 | -5.2726 | 12.2586 | -7.1801 | 34.1405 | -0.94084 | 30.8089 | -3.1342 | 69.8125 | 12.0765 | 3.8199 | -7.0484 | 31.0617 | -3.0319 | 31.5801 | -3.2452
4723 | 1.697 | -5.2516 | 12.2827 | -7.1552 | 34.13 | -0.94871 | 30.7604 | -3.1826 | 69.862 | 12.1217 | 3.8213 | -7.047 | 31.0575 | -3.036 | 31.5665 | -3.2588
4724 | 1.7177 | -5.2305 | 12.3071 | -7.1302 | 34.1194 | -0.95658 | 30.7119 | -3.2309 | 69.9115 | 12.1669 | 3.8227 | -7.0455 | 31.0578 | -3.0356 | 31.5218 | -3.3034
4725 | 1.7383 | -5.2095 | 12.3316 | -7.1053 | 34.1089 | -0.96445 | 30.6634 | -3.2792 | 69.961 | 12.2122 | 3.8242 | -7.0441 | 31.046 | -3.0474 | 31.4885 | -3.3367
4726 | 1.759 | -5.1885 | 12.356 | -7.0803 | 34.0983 | -0.97231 | 30.6149 | -3.3275 | 70.0104 | 12.2574 | 3.8256 | -7.0427 | 30.9852 | -3.1082 | 31.4509 | -3.3744
4727 | 1.7789 | -5.1674 | 12.3804 | -7.0554 | 34.0874 | -0.98018 | 30.5664 | -3.3758 | 70.0556 | 12.3026 | 3.827 | -7.0412 | 31.0017 | -3.0916 | 31.491 | -3.3343
4728 | 1.7869 | -5.1464 | 12.4048 | -7.0304 | 34.0703 | -0.98805 | 30.5179 | -3.4241 | 70.035 | 12.3478 | 3.8285 | -7.0398 | 30.9739 | -3.1194 | 31.4904 | -3.3349
4729 | 1.7949 | -5.1404 | 12.4284 | -7.0064 | 34.0532 | -1.0069 | 30.4764 | -3.4654 | 70.0144 | 12.3135 | 3.8138 | -7.0545 | 30.9775 | -3.1158 | 31.5153 | -3.31
4730 | 1.8029 | -5.1345 | 12.4519 | -6.9824 | 34.0361 | -1.0258 | 30.4348 | -3.5068 | 69.9938 | 12.2791 | 3.799 | -7.0692 | 30.945 | -3.1482 | 31.5262 | -3.299
4731 | 1.8109 | -5.1285 | 12.4753 | -6.9584 | 34.019 | -1.0446 | 30.3933 | -3.5481 | 69.9732 | 12.2448 | 3.7843 | -7.084 | 30.855 | -3.2382 | 31.533 | -3.2922
4732 | 1.8189 | -5.1225 | 12.4988 | -6.9344 | 34.0019 | -1.0635 | 30.3517 | -3.5895 | 69.9526 | 12.2104 | 3.7696 | -7.0987 | 30.8715 | -3.2216 | 31.5139 | -3.3113
4733 | 1.8259 | -5.1166 | 12.5222 | -6.9104 | 33.9848 | -1.0823 | 30.3102 | -3.6308 | 69.933 | 12.176 | 3.7548 | -7.1134 | 30.8787 | -3.2144 | 31.6312 | -3.194
4734 | 1.8168 | -5.1106 | 12.5456 | -6.8864 | 33.9685 | -1.1012 | 30.2686 | -3.6722 | 69.9318 | 12.1417 | 3.7401 | -7.1282 | 30.8277 | -3.2654 | 31.6319 | -3.1934
4735 | 1.8076 | -5.1222 | 12.5678 | -6.8639 | 33.9523 | -1.1166 | 30.247 | -3.6936 | 69.9306 | 12.1479 | 3.7117 | -7.1566 | 30.8056 | -3.2874 | 31.6614 | -3.1638
4736 | 1.7985 | -5.1338 | 12.5896 | -6.8413 | 33.936 | -1.1321 | 30.2253 | -3.7151 | 69.9294 | 12.1541 | 3.6833 | -7.1849 | 30.7448 | -3.3482 | 31.6797 | -3.1455
4737 | 1.7893 | -5.1454 | 12.6115 | -6.8188 | 33.9198 | -1.1476 | 30.2037 | -3.7365 | 69.9281 | 12.1603 | 3.6549 | -7.2133 | 30.7608 | -3.3321 | 31.7335 | -3.0917
4738 | 1.7802 | -5.157 | 12.6333 | -6.7962 | 33.9035 | -1.163 | 30.1821 | -3.7579 | 69.9269 | 12.1666 | 3.6265 | -7.2417 | 30.7135 | -3.3794 | 31.7997 | -3.0255
4739 | 1.7706 | -5.1686 | 12.6551 | -6.7737 | 33.8874 | -1.1785 | 30.1604 | -3.7794 | 69.9224 | 12.1728 | 3.5982 | -7.2701 | 30.719 | -3.3738 | 31.8609 | -2.9644
4740 | 1.7532 | -5.1803 | 12.677 | -6.7511 | 33.8745 | -1.194 | 30.1388 | -3.8008 | 69.8572 | 12.179 | 3.5698 | -7.2985 | 30.7805 | -3.3123 | 31.9314 | -2.8939
4741 | 1.7359 | -5.1981 | 12.6939 | -6.7347 | 33.8616 | -1.2061 | 30.1419 | -3.7976 | 69.7919 | 12.099 | 3.5697 | -7.2986 | 30.745 | -3.3478 | 31.9662 | -2.8591
4742 | 1.7185 | -5.2159 | 12.7095 | -6.7182 | 33.8487 | -1.2182 | 30.1449 | -3.7943 | 69.7267 | 12.019 | 3.5695 | -7.2988 | 30.751 | -3.3417 | 32.0164 | -2.8088
4743 | 1.7011 | -5.2337 | 12.7251 | -6.7017 | 33.8358 | -1.2304 | 30.148 | -3.791 | 69.6615 | 11.939 | 3.5694 | -7.2989 | 30.7681 | -3.3245 | 32.1047 | -2.7205
4744 | 1.6837 | -5.2516 | 12.7407 | -6.6852 | 33.8229 | -1.2425 | 30.1511 | -3.7877 | 69.5962 | 11.859 | 3.5693 | -7.299 | 30.6964 | -3.3962 | 32.151 | -2.6742
4745 | 1.6661 | -5.2694 | 12.7563 | -6.6687 | 33.8113 | -1.2546 | 30.1542 | -3.7845 | 69.5306 | 11.7789 | 3.5691 | -7.2991 | 30.803 | -3.2896 | 32.2765 | -2.5488
4746 | 1.6439 | -5.2872 | 12.772 | -6.6522 | 33.8265 | -1.2667 | 30.1572 | -3.7812 | 69.4581 | 11.6989 | 3.569 | -7.2993 | 30.792 | -3.3006 | 32.3159 | -2.5094
4747 | 1.6216 | -5.3097 | 12.7787 | -6.6464 | 33.8418 | -1.2455 | 30.1933 | -3.7449 | 69.3855 | 11.6283 | 3.5708 | -7.2975 | 30.7473 | -3.3452 | 32.3253 | -2.4999
4748 | 1.5993 | -5.3321 | 12.7831 | -6.6406 | 33.857 | -1.2243 | 30.2294 | -3.7086 | 69.3129 | 11.5577 | 3.5726 | -7.2957 | 30.7771 | -3.3154 | 32.4003 | -2.4249
4749 | 1.577 | -5.3546 | 12.7875 | -6.6347 | 33.8722 | -1.2031 | 30.2655 | -3.6723 | 69.2403 | 11.487 | 3.5744 | -7.2939 | 30.6838 | -3.4086 | 32.4934 | -2.3319
4750 | 1.5547 | -5.3771 | 12.7919 | -6.6289 | 33.8874 | -1.1818 | 30.3016 | -3.636 | 69.1678 | 11.4164 | 3.5762 | -7.2921 | 30.7515 | -3.3409 | 32.438 | -2.3873
4751 | 1.533 | -5.3995 | 12.7962 | -6.6231 | 33.903 | -1.1606 | 30.3377 | -3.5997 | 69.0975 | 11.3458 | 3.5779 | -7.2903 | 30.8107 | -3.2816 | 32.4987 | -2.3265
4752 | 1.5237 | -5.422 | 12.8006 | -6.6173 | 33.9265 | -1.1394 | 30.3738 | -3.5635 | 69.081 | 11.2752 | 3.5797 | -7.2885 | 30.7561 | -3.3362 | 32.5949 | -2.2304
4753 | 1.5144 | -5.4277 | 12.7839 | -6.6381 | 33.95 | -1.1152 | 30.4149 | -3.5221 | 69.0646 | 11.2705 | 3.5949 | -7.2734 | 30.7588 | -3.3334 | 32.5954 | -2.2299
4754 | 1.5051 | -5.4335 | 12.7617 | -6.659 | 33.9735 | -1.091 | 30.4561 | -3.4808 | 69.0481 | 11.2658 | 3.61 | -7.2582 | 30.7595 | -3.3327 | 32.6103 | -2.215
4755 | 1.4958 | -5.4393 | 12.7395 | -6.6798 | 33.997 | -1.0668 | 30.4972 | -3.4394 | 69.0317 | 11.2611 | 3.6252 | -7.2431 | 30.7565 | -3.3356 | 32.6211 | -2.2041
4756 | 1.4865 | -5.445 | 12.7172 | -6.7007 | 34.0205 | -1.0426 | 30.5384 | -3.3981 | 69.0153 | 11.2564 | 3.6403 | -7.2279 | 30.7736 | -3.3185 | 32.6481 | -2.1771
4757 | 1.4772 | -5.4508 | 12.695 | -6.7215 | 34.0441 | -1.0184 | 30.5795 | -3.3567 | 68.9999 | 11.2517 | 3.6555 | -7.2128 | 30.7701 | -3.322 | 32.6069 | -2.2183
4758 | 1.4657 | -5.4566 | 12.6727 | -6.7424 | 34.0692 | -0.99416 | 30.6207 | -3.3154 | 69.0133 | 11.247 | 3.6706 | -7.1976 | 30.8379 | -3.2541 | 32.7227 | -2.1025
4759 | 1.4542 | -5.4685 | 12.6309 | -6.7889 | 34.0944 | -0.96854 | 30.6975 | -3.2383 | 69.0267 | 11.2645 | 3.6966 | -7.1717 | 30.8193 | -3.2727 | 32.6767 | -2.1486
4760 | 1.4427 | -5.4804 | 12.584 | -6.8355 | 34.1196 | -0.94292 | 30.7744 | -3.1613 | 69.0401 | 11.2821 | 3.7225 | -7.1458 | 30.8603 | -3.2317 | 32.6314 | -2.1938
4761 | 1.4312 | -5.4923 | 12.537 | -6.8821 | 34.1448 | -0.91731 | 30.8512 | -3.0842 | 69.0535 | 11.2997 | 3.7484 | -7.1198 | 30.8738 | -3.2181 | 32.6296 | -2.1957
4762 | 1.4198 | -5.5042 | 12.49 | -6.9287 | 34.17 | -0.89169 | 30.9281 | -3.0072 | 69.0669 | 11.3172 | 3.7744 | -7.0939 | 30.8878 | -3.2041 | 32.5689 | -2.2563
4763 | 1.4084 | -5.5161 | 12.4431 | -6.9753 | 34.1951 | -0.86607 | 31.0049 | -2.9301 | 69.08 | 11.3348 | 3.8003 | -7.068 | 30.8361 | -3.2557 | 32.5763 | -2.249
4764 | 1.4008 | -5.528 | 12.3961 | -7.0219 | 34.2175 | -0.84046 | 31.0818 | -2.8531 | 69.082 | 11.3524 | 3.8262 | -7.042 | 30.8199 | -3.2719 | 32.5078 | -2.3174
4765 | 1.3933 | -5.5339 | 12.3529 | -7.0642 | 34.24 | -0.81841 | 31.1053 | -2.8293 | 69.0841 | 11.3516 | 3.8544 | -7.0139 | 30.8874 | -3.2044 | 32.5325 | -2.2927
4766 | 1.3857 | -5.5398 | 12.3107 | -7.1065 | 34.2625 | -0.79635 | 31.1289 | -2.8056 | 69.0861 | 11.3508 | 3.8825 | -6.9857 | 30.8506 | -3.2412 | 32.4074 | -2.4179
4767 | 1.3781 | -5.5457 | 12.2684 | -7.1489 | 34.2849 | -0.7743 | 31.1524 | -2.7818 | 69.0882 | 11.35 | 3.9107 | -6.9576 | 30.882 | -3.2097 | 32.396 | -2.4292
4768 | 1.3705 | -5.5517 | 12.2262 | -7.1912 | 34.3074 | -0.75225 | 31.176 | -2.7581 | 69.0903 | 11.3493 | 3.9388 | -6.9294 | 30.889 | -3.2026 | 32.3265 | -2.4987
4769 | 1.363 | -5.5576 | 12.1839 | -7.2335 | 34.3292 | -0.73019 | 31.1995 | -2.7344 | 69.094 | 11.3485 | 3.967 | -6.9013 | 30.8981 | -3.1935 | 32.293 | -2.5322
4770 | 1.3583 | -5.5635 | 12.1417 | -7.2758 | 34.3263 | -0.70814 | 31.2231 | -2.7106 | 69.1596 | 11.3477 | 3.9951 | -6.8731 | 30.9257 | -3.1659 | 32.2084 | -2.6168
4771 | 1.3536 | -5.5672 | 12.1131 | -7.3014 | 34.3234 | -0.71595 | 31.2467 | -2.6868 | 69.2252 | 11.4274 | 4.0199 | -6.8483 | 30.9095 | -3.182 | 32.217 | -2.6082
4772 | 1.3489 | -5.5709 | 12.0881 | -7.327 | 34.3205 | -0.72376 | 31.2703 | -2.663 | 69.2908 | 11.5071 | 4.0448 | -6.8235 | 30.9748 | -3.1167 | 32.1681 | -2.6571
4773 | 1.3442 | -5.5745 | 12.0631 | -7.3526 | 34.3176 | -0.73156 | 31.2939 | -2.6392 | 69.3564 | 11.5868 | 4.0696 | -6.7987 | 30.9566 | -3.1348 | 32.1394 | -2.6858
4774 | 1.3395 | -5.5782 | 12.0381 | -7.3782 | 34.3147 | -0.73937 | 31.3175 | -2.6154 | 69.4221 | 11.6665 | 4.0944 | -6.7739 | 31.0106 | -3.0808 | 32.0467 | -2.7785
4775 | 1.3349 | -5.5819 | 12.0131 | -7.4038 | 34.3118 | -0.74718 | 31.3411 | -2.5916 | 69.4874 | 11.7461 | 4.1192 | -6.7491 | 31.0602 | -3.0312 | 32.0037 | -2.8216
4776 | 1.3308 | -5.5856 | 11.9881 | -7.4294 | 34.3067 | -0.75499 | 31.3647 | -2.5678 | 69.5399 | 11.8258 | 4.144 | -6.7242 | 31.0745 | -3.0168 | 31.9679 | -2.8573
4777 | 1.3268 | -5.5889 | 11.9881 | -7.4229 | 34.3016 | -0.75929 | 31.3539 | -2.5783 | 69.5924 | 11.8731 | 4.1568 | -6.7115 | 31.098 | -2.9933 | 31.9215 | -2.9037
4778 | 1.3228 | -5.5922 | 11.9946 | -7.4164 | 34.2965 | -0.76359 | 31.3432 | -2.5889 | 69.6448 | 11.9204 | 4.1696 | -6.6987 | 31.0482 | -3.043 | 31.8716 | -2.9536
4779 | 1.3188 | -5.5955 | 12.001 | -7.4099 | 34.2914 | -0.76789 | 31.3324 | -2.5995 | 69.6973 | 11.9677 | 4.1824 | -6.6859 | 31.1542 | -2.937 | 31.8749 | -2.9503
4780 | 1.3148 | -5.5988 | 12.0074 | -7.4035 | 34.2864 | -0.7722 | 31.3217 | -2.61 | 69.7498 | 12.0149 | 4.1952 | -6.6731 | 31.1305 | -2.9606 | 31.8018 | -3.0234
4781 | 1.3109 | -5.6022 | 12.0139 | -7.397 | 34.281 | -0.7765 | 31.3109 | -2.6206 | 69.8015 | 12.0622 | 4.208 | -6.6603 | 31.0944 | -2.9967 | 31.7411 | -3.0841
4782 | 1.3128 | -5.6055 | 12.0203 | -7.3905 | 34.2568 | -0.7808 | 31.3001 | -2.6311 | 69.8109 | 12.1095 | 4.2208 | -6.6475 | 31.196 | -2.895 | 31.7252 | -3.1
4783 | 1.3146 | -5.6018 | 12.0384 | -7.3701 | 34.2326 | -0.80881 | 31.2548 | -2.6763 | 69.8202 | 12.1115 | 4.2462 | -6.6221 | 31.1655 | -2.9255 | 31.6713 | -3.1539
4784 | 1.3165 | -5.5981 | 12.0594 | -7.3496 | 34.2084 | -0.83681 | 31.2094 | -2.7215 | 69.8296 | 12.1135 | 4.2716 | -6.5967 | 31.1856 | -2.9054 | 31.6551 | -3.1701
4785 | 1.3183 | -5.5945 | 12.0804 | -7.3292 | 34.1842 | -0.86482 | 31.164 | -2.7667 | 69.8389 | 12.1155 | 4.297 | -6.5713 | 31.1744 | -2.9166 | 31.612 | -3.2132
4786 | 1.3202 | -5.5908 | 12.1014 | -7.3087 | 34.16 | -0.89283 | 31.1186 | -2.8119 | 69.8482 | 12.1175 | 4.3224 | -6.5459 | 31.1929 | -2.8981 | 31.5981 | -3.2271
4787 | 1.3221 | -5.5872 | 12.1224 | -7.2883 | 34.1358 | -0.92083 | 31.0732 | -2.8571 | 69.858 | 12.1195 | 4.3478 | -6.5205 | 31.2013 | -2.8896 | 31.5766 | -3.2486
4788 | 1.3333 | -5.5835 | 12.1435 | -7.2678 | 34.1097 | -0.94884 | 31.0278 | -2.9022 | 69.9091 | 12.1215 | 4.3732 | -6.4951 | 31.2515 | -2.8393 | 31.5766 | -3.2486
4789 | 1.3445 | -5.5701 | 12.1889 | -7.2154 | 34.0836 | -0.97433 | 30.9834 | -2.9465 | 69.9601 | 12.1828 | 4.3712 | -6.4971 | 31.2144 | -2.8764 | 31.5582 | -3.267
4790 | 1.3556 | -5.5566 | 12.2406 | -7.1629 | 34.0575 | -0.99982 | 30.939 | -2.9907 | 70.0112 | 12.2442 | 4.3692 | -6.4991 | 31.2121 | -2.8787 | 31.468 | -3.3572
4791 | 1.3668 | -5.5431 | 12.2923 | -7.1105 | 34.0314 | -1.0253 | 30.8945 | -3.035 | 70.0622 | 12.3056 | 4.3671 | -6.5011 | 31.2363 | -2.8544 | 31.4974 | -3.3279
4792 | 1.378 | -5.5297 | 12.344 | -7.0581 | 34.0053 | -1.0508 | 30.8501 | -3.0792 | 70.1133 | 12.3669 | 4.3651 | -6.5031 | 31.222 | -2.8687 | 31.5257 | -3.2995
4793 | 1.3892 | -5.5162 | 12.3956 | -7.0056 | 33.9793 | -1.0763 | 30.8056 | -3.1234 | 70.1641 | 12.4283 | 4.3631 | -6.5052 | 31.2363 | -2.8544 | 31.5273 | -3.298
4794 | 1.4105 | -5.5028 | 12.4473 | -6.9532 | 33.983 | -1.1018 | 30.7612 | -3.1677 | 70.1814 | 12.4897 | 4.3611 | -6.5072 | 31.2072 | -2.8834 | 31.5127 | -3.3125
4795 | 1.4318 | -5.4791 | 12.4926 | -6.9086 | 33.9867 | -1.092 | 30.7281 | -3.2006 | 70.1986 | 12.4984 | 4.3599 | -6.5083 | 31.1553 | -2.9353 | 31.4856 | -3.3396
4796 | 1.4531 | -5.4555 | 12.5363 | -6.864 | 33.9904 | -1.0822 | 30.6949 | -3.2335 | 70.2158 | 12.5071 | 4.3588 | -6.5095 | 31.154 | -2.9365 | 31.5073 | -3.318
4797 | 1.4744 | -5.4318 | 12.5801 | -6.8193 | 33.9941 | -1.0724 | 30.6618 | -3.2665 | 70.2331 | 12.5159 | 4.3576 | -6.5106 | 31.0609 | -3.0296 | 31.5149 | -3.3103
4798 | 1.4957 | -5.4082 | 12.6238 | -6.7747 | 33.9978 | -1.0626 | 30.6287 | -3.2994 | 70.2503 | 12.5246 | 4.3565 | -6.5118 | 31.0877 | -3.0027 | 31.4677 | -3.3575
4799 | 1.517 | -5.3846 | 12.6675 | -6.7301 | 34.0015 | -1.0528 | 30.5955 | -3.3324 | 70.2674 | 12.5333 | 4.3553 | -6.5129 | 31.0198 | -3.0706 | 31.5145 | -3.3107
4800 | 1.5283 | -5.3609 | 12.7113 | -6.6855 | 33.9977 | -1.043 | 30.5624 | -3.3653 | 70.1477 | 12.5421 | 4.3542 | -6.5141 | 31.0016 | -3.0887 | 31.4861 | -3.3391
4801 | 1.5396 | -5.3513 | 12.7457 | -6.6522 | 33.994 | -1.0492 | 30.5249 | -3.4026 | 70.0281 | 12.3971 | 4.3344 | -6.5339 | 30.989 | -3.1013 | 31.5333 | -3.2919
4802 | 1.5509 | -5.3417 | 12.7777 | -6.6189 | 33.9902 | -1.0555 | 30.4875 | -3.4398 | 69.9084 | 12.2521 | 4.3146 | -6.5536 | 30.9302 | -3.1601 | 31.5403 | -3.2849
4803 | 1.5622 | -5.3321 | 12.8098 | -6.5856 | 33.9865 | -1.0617 | 30.45 | -3.4771 | 69.7888 | 12.1072 | 4.2949 | -6.5734 | 30.9569 | -3.1333 | 31.6132 | -3.212
4804 | 1.5735 | -5.3225 | 12.8418 | -6.5523 | 33.9827 | -1.0679 | 30.4125 | -3.5143 | 69.6691 | 11.9622 | 4.2751 | -6.5931 | 30.8952 | -3.195 | 31.5992 | -3.226
4805 | 1.5849 | -5.3129 | 12.8738 | -6.519 | 33.979 | -1.0742 | 30.3751 | -3.5516 | 69.5494 | 11.8173 | 4.2553 | -6.6129 | 30.8519 | -3.2382 | 31.6411 | -3.1841
4806 | 1.5837 | -5.3033 | 12.9059 | -6.4857 | 33.9734 | -1.0804 | 30.3376 | -3.5889 | 69.5626 | 11.6723 | 4.2356 | -6.6327 | 30.8575 | -3.2326 | 31.6558 | -3.1694
4807 | 1.5825 | -5.3059 | 12.9203 | -6.4748 | 33.9678 | -1.0856 | 30.3316 | -3.5947 | 69.5763 | 11.718 | 4.2204 | -6.6479 | 30.833 | -3.2571 | 31.6057 | -3.2195
4808 | 1.5813 | -5.3085 | 12.9304 | -6.4638 | 33.9622 | -1.0908 | 30.3256 | -3.6005 | 69.5901 | 11.7636 | 4.2052 | -6.663 | 30.8445 | -3.2455 | 31.698 | -3.1272
4809 | 1.5801 | -5.3111 | 12.9405 | -6.4529 | 33.9566 | -1.0961 | 30.3196 | -3.6063 | 69.6038 | 11.8092 | 4.1901 | -6.6782 | 30.7714 | -3.3186 | 31.7024 | -3.1228
4810 | 1.5788 | -5.3137 | 12.9505 | -6.442 | 33.9511 | -1.1013 | 30.3136 | -3.6121 | 69.6175 | 11.8549 | 4.1749 | -6.6934 | 30.6859 | -3.4041 | 31.6985 | -3.1267
4811 | 1.5776 | -5.3163 | 12.9606 | -6.4311 | 33.9455 | -1.1065 | 30.3076 | -3.6179 | 69.6312 | 11.9005 | 4.1597 | -6.7085 | 30.6904 | -3.3995 | 31.6723 | -3.1529
4812 | 1.5659 | -5.3189 | 12.9707 | -6.4201 | 33.9488 | -1.1117 | 30.3016 | -3.6237 | 69.5548 | 11.9462 | 4.1446 | -6.7237 | 30.6472 | -3.4427 | 31.7184 | -3.1068
4813 | 1.554 | -5.3319 | 12.9724 | -6.4199 | 33.9521 | -1.1065 | 30.2958 | -3.6293 | 69.4775 | 11.8451 | 4.0962 | -6.7721 | 30.6387 | -3.4511 | 31.7396 | -3.0856
4814 | 1.5421 | -5.3448 | 12.9721 | -6.4197 | 33.9555 | -1.1012 | 30.29 | -3.6349 | 69.4003 | 11.7439 | 4.0479 | -6.8204 | 30.6451 | -3.4446 | 31.7265 | -3.0987
4815 | 1.5302 | -5.3578 | 12.9718 | -6.4194 | 33.9588 | -1.0959 | 30.2843 | -3.6404 | 69.3231 | 11.6428 | 3.9995 | -6.8688 | 30.5804 | -3.5093 | 31.8087 | -3.0165
4816 | 1.5184 | -5.3707 | 12.9715 | -6.4192 | 33.9622 | -1.0906 | 30.2785 | -3.646 | 69.2458 | 11.5416 | 3.9512 | -6.9171 | 30.587 | -3.5027 | 31.8014 | -3.0238
4817 | 1.5065 | -5.3837 | 12.9712 | -6.419 | 33.9655 | -1.0853 | 30.2727 | -3.6516 | 69.1686 | 11.4405 | 3.9028 | -6.9655 | 30.5755 | -3.5142 | 31.807 | -3.0182
4818 | 1.4713 | -5.3966 | 12.9709 | -6.4188 | 33.9507 | -1.0801 | 30.2669 | -3.6571 | 69.1142 | 11.3393 | 3.8544 | -7.0138 | 30.5752 | -3.5144 | 31.8489 | -2.9762
4819 | 1.4358 | -5.4358 | 12.9702 | -6.4193 | 33.9357 | -1.0989 | 30.2604 | -3.6635 | 69.0601 | 11.2949 | 3.8533 | -7.0149 | 30.6151 | -3.4745 | 31.8919 | -2.9333
4820 | 1.4003 | -5.475 | 12.9694 | -6.4198 | 33.9206 | -1.1177 | 30.2539 | -3.6698 | 69.006 | 11.2504 | 3.8522 | -7.0161 | 30.6005 | -3.489 | 31.8784 | -2.9468
4821 | 1.3648 | -5.5141 | 12.9685 | -6.4203 | 33.9056 | -1.1365 | 30.2473 | -3.6762 | 68.9519 | 11.206 | 3.851 | -7.0172 | 30.6213 | -3.4682 | 31.8882 | -2.937
4822 | 1.3293 | -5.5533 | 12.9677 | -6.4209 | 33.8906 | -1.1553 | 30.2408 | -3.6825 | 68.8979 | 11.1615 | 3.8499 | -7.0183 | 30.6309 | -3.4586 | 31.9426 | -2.8826
4823 | 1.2938 | -5.5925 | 12.9669 | -6.4214 | 33.8755 | -1.1741 | 30.2342 | -3.6889 | 68.8438 | 11.1171 | 3.8488 | -7.0195 | 30.601 | -3.4884 | 31.8628 | -2.9624
4824 | 1.2728 | -5.6317 | 12.9661 | -6.4219 | 33.8579 | -1.1929 | 30.2277 | -3.6952 | 68.8539 | 11.0726 | 3.8476 | -7.0206 | 30.5614 | -3.528 | 31.8857 | -2.9394
4825 | 1.252 | -5.6481 | 12.9702 | -6.416 | 33.8403 | -1.2101 | 30.2455 | -3.6772 | 68.8653 | 11.0953 | 3.845 | -7.0232 | 30.6425 | -3.4468 | 31.9055 | -2.9197
4826 | 1.2312 | -5.6645 | 12.9755 | -6.4101 | 33.8227 | -1.2273 | 30.2632 | -3.6593 | 68.8767 | 11.118 | 3.8424 | -7.0258 | 30.5906 | -3.4987 | 31.9484 | -2.8768
4827 | 1.2105 | -5.6809 | 12.9808 | -6.4042 | 33.805 | -1.2444 | 30.281 | -3.6413 | 68.8881 | 11.1406 | 3.8398 | -7.0284 | 30.6361 | -3.4532 | 31.8911 | -2.9341
4828 | 1.1897 | -5.6973 | 12.9861 | -6.3983 | 33.7874 | -1.2616 | 30.2988 | -3.6233 | 68.8995 | 11.1633 | 3.8372 | -7.031 | 30.6685 | -3.4207 | 31.8604 | -2.9648
4829 | 1.169 | -5.7137 | 12.9915 | -6.3924 | 33.7697 | -1.2788 | 30.3166 | -3.6053 | 68.9108 | 11.186 | 3.8346 | -7.0336 | 30.68 | -3.4092 | 31.8765 | -2.9487
4830 | 1.157 | -5.7301 | 12.9968 | -6.3865 | 33.7612 | -1.296 | 30.3344 | -3.5873 | 68.8768 | 11.2086 | 3.832 | -7.0362 | 30.6419 | -3.4472 | 31.9313 | -2.8939
4831 | 1.1452 | -5.7402 | 13.0005 | -6.3826 | 33.7528 | -1.3024 | 30.3489 | -3.5726 | 68.8417 | 11.1627 | 3.8553 | -7.013 | 30.6653 | -3.4238 | 31.8403 | -2.9848
4832 | 1.1334 | -5.7504 | 13.0039 | -6.3787 | 33.7445 | -1.3088 | 30.3635 | -3.5578 | 68.8066 | 11.1167 | 3.8786 | -6.9897 | 30.7232 | -3.3658 | 31.85 | -2.9752
4833 | 1.1216 | -5.7605 | 13.0072 | -6.3748 | 33.7361 | -1.3152 | 30.378 | -3.5431 | 68.7715 | 11.0708 | 3.9019 | -6.9664 | 30.6514 | -3.4376 | 31.8896 | -2.9356
4834 | 1.1098 | -5.7706 | 13.0106 | -6.3709 | 33.7278 | -1.3216 | 30.3925 | -3.5283 | 68.7363 | 11.0248 | 3.9251 | -6.9431 | 30.722 | -3.367 | 31.84 | -2.9852
4835 | 1.098 | -5.7808 | 13.014 | -6.367 | 33.7194 | -1.328 | 30.4071 | -3.5136 | 68.7012 | 10.9789 | 3.9484 | -6.9198 | 30.7497 | -3.3392 | 31.9165 | -2.9086
4836 | 1.0993 | -5.7909 | 13.0173 | -6.3631 | 33.7164 | -1.3344 | 30.4216 | -3.4988 | 68.7846 | 10.9329 | 3.9717 | -6.8966 | 30.759 | -3.3299 | 31.8119 | -3.0133
4837 | 1.1009 | -5.7862 | 13.0195 | -6.3604 | 33.7135 | -1.3364 | 30.4573 | -3.463 | 68.8716 | 11.0459 | 4.0194 | -6.8488 | 30.76 | -3.3288 | 31.7779 | -3.0472
4838 | 1.1026 | -5.7815 | 13.0215 | -6.3577 | 33.7106 | -1.3384 | 30.4929 | -3.4271 | 68.9586 | 11.1589 | 4.0671 | -6.8011 | 30.8037 | -3.2851 | 31.8116 | -3.0136
4839 | 1.1043 | -5.7768 | 13.0234 | -6.3551 | 33.7076 | -1.3404 | 30.5286 | -3.3913 | 69.0456 | 11.2719 | 4.1149 | -6.7534 | 30.7352 | -3.3535 | 31.7661 | -3.0591
4840 | 1.1059 | -5.7722 | 13.0253 | -6.3524 | 33.7047 | -1.3424 | 30.5642 | -3.3555 | 69.1325 | 11.3849 | 4.1626 | -6.7057 | 30.7909 | -3.2979 | 31.7375 | -3.0877
4841 | 1.1076 | -5.7675 | 13.0272 | -6.3497 | 33.7018 | -1.3444 | 30.5999 | -3.3196 | 69.2195 | 11.4979 | 4.2103 | -6.658 | 30.7646 | -3.3241 | 31.7596 | -3.0655
4842 | 1.1239 | -5.7628 | 13.0292 | -6.3471 | 33.7056 | -1.3464 | 30.6355 | -3.2838 | 69.2656 | 11.6109 | 4.258 | -6.6102 | 30.8202 | -3.2684 | 31.7011 | -3.124
4843 | 1.1408 | -5.7428 | 13.0254 | -6.3516 | 33.7096 | -1.341 | 30.6575 | -3.2615 | 69.3102 | 11.6428 | 4.2667 | -6.6016 | 30.8803 | -3.2084 | 31.6913 | -3.1339
4844 | 1.1577 | -5.7228 | 13.0203 | -6.3561 | 33.7136 | -1.3356 | 30.6796 | -3.2393 | 69.3549 | 11.6747 | 4.2753 | -6.5929 | 30.8424 | -3.2462 | 31.6726 | -3.1526
4845 | 1.1746 | -5.7028 | 13.0152 | -6.3606 | 33.7176 | -1.3302 | 30.7016 | -3.2171 | 69.3995 | 11.7066 | 4.284 | -6.5843 | 30.8391 | -3.2494 | 31.6504 | -3.1748
4846 | 1.1915 | -5.6828 | 13.0101 | -6.3651 | 33.7216 | -1.3249 | 30.7236 | -3.1948 | 69.4442 | 11.7386 | 4.2926 | -6.5756 | 30.9051 | -3.1834 | 31.6294 | -3.1958
4847 | 1.2084 | -5.6628 | 13.005 | -6.3696 | 33.7256 | -1.3195 | 30.7457 | -3.1726 | 69.4888 | 11.7705 | 4.3013 | -6.567 | 30.885 | -3.2034 | 31.6887 | -3.1365
4848 | 1.2317 | -5.6428 | 12.9999 | -6.3741 | 33.7274 | -1.3141 | 30.7677 | -3.1504 | 69.5508 | 11.8024 | 4.3099 | -6.5583 | 30.8931 | -3.1953 | 31.673 | -3.1522
4849 | 1.2552 | -5.6179 | 12.9929 | -6.3814 | 33.7292 | -1.3128 | 30.7658 | -3.1521 | 69.6135 | 11.8714 | 4.3272 | -6.5411 | 30.9324 | -3.156 | 31.6366 | -3.1886
4850 | 1.2786 | -5.593 | 12.9854 | -6.3886 | 33.7309 | -1.3115 | 30.7638 | -3.1538 | 69.6762 | 11.9403 | 4.3445 | -6.5238 | 30.8521 | -3.2362 | 31.5999 | -3.2253
4851 | 1.3021 | -5.5681 | 12.9779 | -6.3959 | 33.7327 | -1.3103 | 30.7619 | -3.1556 | 69.7389 | 12.0093 | 4.3617 | -6.5065 | 30.8944 | -3.1939 | 31.6379 | -3.1873
4852 | 1.3256 | -5.5432 | 12.9705 | -6.4032 | 33.7344 | -1.309 | 30.76 | -3.1573 | 69.8016 | 12.0782 | 4.379 | -6.4893 | 30.8681 | -3.2202 | 31.5945 | -3.2307
4853 | 1.3491 | -5.5182 | 12.963 | -6.4105 | 33.7361 | -1.3077 | 30.7581 | -3.159 | 69.8644 | 12.1472 | 4.3963 | -6.472 | 30.9147 | -3.1735 | 31.6329 | -3.1923
4854 | 1.3826 | -5.4933 | 12.9555 | -6.4178 | 33.7458 | -1.3064 | 30.7561 | -3.1607 | 69.8737 | 12.2161 | 4.4135 | -6.4548 | 30.9082 | -3.18 | 31.6372 | -3.188
4855 | 1.4166 | -5.4569 | 12.9561 | -6.4151 | 33.7559 | -1.2945 | 30.7667 | -3.15 | 69.8805 | 12.2116 | 4.4225 | -6.4458 | 30.8654 | -3.2228 | 31.6137 | -3.2115
4856 | 1.4506 | -5.4204 | 12.9585 | -6.4124 | 33.766 | -1.2825 | 30.7772 | -3.1393 | 69.8874 | 12.2071 | 4.4314 | -6.4369 | 30.8593 | -3.2288 | 31.691 | -3.1341
4857 | 1.4846 | -5.384 | 12.961 | -6.4097 | 33.7761 | -1.2705 | 30.7877 | -3.1285 | 69.8943 | 12.2026 | 4.4404 | -6.4279 | 30.8243 | -3.2637 | 31.5974 | -3.2277
4858 | 1.5186 | -5.3475 | 12.9635 | -6.4069 | 33.7861 | -1.2586 | 30.7983 | -3.1178 | 69.9011 | 12.1981 | 4.4493 | -6.419 | 30.8499 | -3.2382 | 31.5382 | -3.2869
4859 | 1.5526 | -5.3111 | 12.966 | -6.4042 | 33.7962 | -1.2466 | 30.8088 | -3.1071 | 69.908 | 12.1936 | 4.4583 | -6.41 | 30.8679 | -3.2201 | 31.6444 | -3.1807
4860 | 1.5821 | -5.2746 | 12.9685 | -6.4015 | 33.8088 | -1.2346 | 30.8193 | -3.0963 | 69.9234 | 12.189 | 4.4672 | -6.4011 | 30.7888 | -3.2992 | 31.6273 | -3.1979
4861 | 1.6114 | -5.2459 | 12.9782 | -6.3901 | 33.8216 | -1.2215 | 30.8118 | -3.1036 | 69.9392 | 12.2091 | 4.4661 | -6.4021 | 30.8111 | -3.2768 | 31.6824 | -3.1427
4862 | 1.6408 | -5.2171 | 12.9896 | -6.3787 | 33.8344 | -1.2083 | 30.8044 | -3.1109 | 69.9551 | 12.2292 | 4.4651 | -6.4032 | 30.7813 | -3.3065 | 31.6944 | -3.1308
4863 | 1.6701 | -5.1884 | 13.001 | -6.3674 | 33.8471 | -1.1952 | 30.7969 | -3.1182 | 69.9709 | 12.2492 | 4.464 | -6.4043 | 30.7671 | -3.3207 | 31.7144 | -3.1107
4864 | 1.6994 | -5.1597 | 13.0125 | -6.356 | 33.8599 | -1.182 | 30.7894 | -3.1254 | 69.9868 | 12.2693 | 4.4629 | -6.4053 | 30.7291 | -3.3586 | 31.7224 | -3.1028
4865 | 1.7287 | -5.1309 | 13.0239 | -6.3446 | 33.8727 | -1.1689 | 30.7819 | -3.1327 | 70.0026 | 12.2893 | 4.4619 | -6.4064 | 30.6898 | -3.3979 | 31.7285 | -3.0966
4866 | 1.7548 | -5.1022 | 13.0353 | -6.3332 | 33.878 | -1.1557 | 30.7745 | -3.14 | 69.9651 | 12.3094 | 4.4608 | -6.4075 | 30.7202 | -3.3675 | 31.7651 | -3.0601
4867 | 1.7806 | -5.0761 | 13.0604 | -6.3043 | 33.8828 | -1.1522 | 30.7445 | -3.1697 | 69.9245 | 12.2578 | 4.445 | -6.4233 | 30.7401 | -3.3476 | 31.7663 | -3.0589
4868 | 1.8065 | -5.05 | 13.0887 | -6.2754 | 33.8877 | -1.1487 | 30.7146 | -3.1995 | 69.8839 | 12.2063 | 4.4291 | -6.4391 | 30.6783 | -3.4093 | 31.7912 | -3.0339
4869 | 1.8324 | -5.0239 | 13.117 | -6.2465 | 33.8925 | -1.1451 | 30.6846 | -3.2292 | 69.8433 | 12.1547 | 4.4133 | -6.455 | 30.658 | -3.4296 | 31.8577 | -2.9674
4870 | 1.8582 | -4.9979 | 13.1452 | -6.2176 | 33.8974 | -1.1416 | 30.6547 | -3.259 | 69.8027 | 12.1031 | 4.3975 | -6.4708 | 30.7071 | -3.3805 | 31.8271 | -2.9981
4871 | 1.8841 | -4.9718 | 13.1735 | -6.1887 | 33.9023 | -1.138 | 30.6247 | -3.2887 | 69.762 | 12.0516 | 4.3817 | -6.4866 | 30.7136 | -3.374 | 31.8121 | -3.013
4872 | 1.902 | -4.9457 | 13.2018 | -6.1598 | 33.9155 | -1.1345 | 30.5947 | -3.3185 | 69.6676 | 12 | 4.3659 | -6.5024 | 30.6483 | -3.4392 | 31.8222 | -3.003
4873 | 1.9195 | -4.9291 | 13.2273 | -6.1344 | 33.9293 | -1.1186 | 30.5816 | -3.3314 | 69.5698 | 11.894 | 4.3592 | -6.5091 | 30.5839 | -3.5036 | 31.8579 | -2.9673
4874 | 1.937 | -4.9125 | 13.2521 | -6.109 | 33.943 | -1.1027 | 30.5684 | -3.3444 | 69.4719 | 11.7879 | 4.3525 | -6.5158 | 30.5773 | -3.5101 | 31.8818 | -2.9434
4875 | 1.9544 | -4.8959 | 13.2769 | -6.0835 | 33.9568 | -1.0868 | 30.5553 | -3.3573 | 69.3741 | 11.6819 | 4.3458 | -6.5225 | 30.5665 | -3.5208 | 31.9006 | -2.9245
4876 | 1.9719 | -4.8793 | 13.3018 | -6.0581 | 33.9706 | -1.0709 | 30.5421 | -3.3703 | 69.2763 | 11.5758 | 4.3391 | -6.5291 | 30.6237 | -3.4636 | 31.8992 | -2.9259
4877 | 1.9893 | -4.8627 | 13.3266 | -6.0327 | 33.9843 | -1.055 | 30.529 | -3.3833 | 69.1784 | 11.4698 | 4.3324 | -6.5358 | 30.539 | -3.5483 | 31.85 | -2.9752
4878 | 2.0088 | -4.8461 | 13.3514 | -6.0073 | 33.9912 | -1.0391 | 30.5158 | -3.3962 | 69.1427 | 11.3637 | 4.3258 | -6.5425 | 30.5257 | -3.5615 | 31.9043 | -2.9208
4879 | 2.0284 | -4.8251 | 13.3737 | -5.9845 | 33.9977 | -1.0342 | 30.5115 | -3.4003 | 69.1111 | 11.3463 | 4.3204 | -6.5479 | 30.5703 | -3.5169 | 31.9249 | -2.9003
4880 | 2.048 | -4.8042 | 13.3955 | -5.9618 | 34.0041 | -1.0293 | 30.5073 | -3.4043 | 69.0796 | 11.3289 | 4.3149 | -6.5533 | 30.5032 | -3.584 | 31.9406 | -2.8846
4881 | 2.0676 | -4.7833 | 13.4172 | -5.9391 | 34.0106 | -1.0243 | 30.503 | -3.4084 | 69.0481 | 11.3116 | 4.3095 | -6.5587 | 30.5474 | -3.5397 | 31.9217 | -2.9034
4882 | 2.0872 | -4.7624 | 13.4389 | -5.9163 | 34.017 | -1.0194 | 30.4987 | -3.4125 | 69.0165 | 11.2942 | 4.3041 | -6.5641 | 30.5427 | -3.5444 | 31.9184 | -2.9067
4883 | 2.1068 | -4.7415 | 13.4607 | -5.8936 | 34.0235 | -1.0145 | 30.4945 | -3.4166 | 68.985 | 11.2768 | 4.2987 | -6.5695 | 30.5502 | -3.5368 | 31.9356 | -2.8895
4884 | 2.1246 | -4.7206 | 13.4824 | -5.8708 | 34.0233 | -1.0095 | 30.4902 | -3.4206 | 68.9604 | 11.2594 | 4.2933 | -6.575 | 30.5127 | -3.5743 | 31.9283 | -2.8968
4885 | 2.1423 | -4.7028 | 13.4919 | -5.8639 | 34.0227 | -1.011 | 30.4811 | -3.4295 | 68.9364 | 11.2345 | 4.2809 | -6.5874 | 30.575 | -3.512 | 31.9567 | -2.8685
4886 | 2.16 | -4.6849 | 13.4986 | -5.857 | 34.0221 | -1.0124 | 30.4719 | -3.4385 | 68.9124 | 11.2097 | 4.2685 | -6.5998 | 30.5109 | -3.576 | 31.8739 | -2.9512
4887 | 2.1777 | -4.667 | 13.5053 | -5.8501 | 34.0215 | -1.0138 | 30.4628 | -3.4474 | 68.8884 | 11.1848 | 4.2561 | -6.6122 | 30.5234 | -3.5635 | 31.9173 | -2.9079
4888 | 2.1954 | -4.6492 | 13.512 | -5.8432 | 34.0209 | -1.0152 | 30.4537 | -3.4563 | 68.8644 | 11.16 | 4.2437 | -6.6246 | 30.5781 | -3.5087 | 31.9332 | -2.8919
4889 | 2.2131 | -4.6313 | 13.5187 | -5.8363 | 34.0202 | -1.0166 | 30.4446 | -3.4652 | 68.8404 | 11.1351 | 4.2313 | -6.637 | 30.5904 | -3.4964 | 31.9315 | -2.8937
4890 | 2.2201 | -4.6134 | 13.5255 | -5.8294 | 34.0149 | -1.018 | 30.4355 | -3.4741 | 68.8643 | 11.1103 | 4.2188 | -6.6494 | 30.5853 | -3.5015 | 31.9378 | -2.8874
4891 | 2.2262 | -4.6087 | 13.5401 | -5.8123 | 34.0092 | -1.0242 | 30.4262 | -3.4831 | 68.892 | 11.148 | 4.205 | -6.6632 | 30.5503 | -3.5364 | 31.9439 | -2.8812
4892 | 2.2323 | -4.604 | 13.5566 | -5.7951 | 34.0035 | -1.0305 | 30.417 | -3.4922 | 68.9198 | 11.1857 | 4.1912 | -6.677 | 30.6189 | -3.4678 | 31.9179 | -2.9072
4893 | 2.2384 | -4.5993 | 13.5731 | -5.7779 | 33.9978 | -1.0367 | 30.4078 | -3.5012 | 68.9475 | 11.2234 | 4.1774 | -6.6909 | 30.6085 | -3.4781 | 31.9054 | -2.9197
4894 | 2.2445 | -4.5946 | 13.5895 | -5.7607 | 33.9921 | -1.043 | 30.3986 | -3.5102 | 68.9753 | 11.2611 | 4.1636 | -6.7047 | 30.6067 | -3.48 | 31.9642 | -2.8609
4895 | 2.2505 | -4.5899 | 13.606 | -5.7435 | 33.9865 | -1.0492 | 30.3894 | -3.5192 | 69.003 | 11.2988 | 4.1498 | -6.7185 | 30.6881 | -3.3985 | 31.9716 | -2.8536
4896 | 2.2503 | -4.5852 | 13.6225 | -5.7263 | 33.9666 | -1.0555 | 30.3802 | -3.5282 | 69.0485 | 11.3366 | 4.136 | -6.7323 | 30.6683 | -3.4183 | 31.8829 | -2.9423
4897 | 2.2495 | -4.5862 | 13.6336 | -5.7159 | 33.9456 | -1.079 | 30.3837 | -3.5245 | 69.0956 | 11.3857 | 4.1213 | -6.747 | 30.7358 | -3.3507 | 31.9334 | -2.8917
4898 | 2.2487 | -4.5873 | 13.6436 | -5.7055 | 33.9245 | -1.1025 | 30.3873 | -3.5207 | 69.1426 | 11.4348 | 4.1066 | -6.7617 | 30.7158 | -3.3706 | 31.9297 | -2.8954
4899 | 2.2479 | -4.5883 | 13.6535 | -5.6951 | 33.9035 | -1.126 | 30.3908 | -3.5169 | 69.1897 | 11.4839 | 4.0919 | -6.7763 | 30.7512 | -3.3353 | 31.9319 | -2.8933
4900 | 2.2471 | -4.5893 | 13.6635 | -5.6847 | 33.8824 | -1.1495 | 30.3944 | -3.5132 | 69.2367 | 11.5331 | 4.0773 | -6.791 | 30.8231 | -3.2633 | 31.9838 | -2.8413
4901 | 2.2463 | -4.5904 | 13.6735 | -5.6743 | 33.8614 | -1.1729 | 30.3979 | -3.5094 | 69.2838 | 11.5822 | 4.0626 | -6.8057 | 30.8208 | -3.2655 | 31.9194 | -2.9057
4902 | 2.2453 | -4.5914 | 13.6834 | -5.6639 | 33.85 | -1.1964 | 30.4015 | -3.5057 | 69.3421 | 11.6313 | 4.0479 | -6.8204 | 30.793 | -3.2933 | 31.8813 | -2.9438
4903 | 2.2442 | -4.5918 | 13.695 | -5.6513 | 33.8395 | -1.2044 | 30.4191 | -3.4879 | 69.4014 | 11.6928 | 4.0597 | -6.8086 | 30.7937 | -3.2926 | 31.9197 | -2.9055
4904 | 2.2431 | -4.5921 | 13.707 | -5.6386 | 33.829 | -1.2123 | 30.4367 | -3.4701 | 69.4607 | 11.7544 | 4.0715 | -6.7968 | 30.7769 | -3.3094 | 31.8531 | -2.972
4905 | 2.242 | -4.5925 | 13.719 | -5.626 | 33.8184 | -1.2203 | 30.4542 | -3.4523 | 69.52 | 11.8159 | 4.0833 | -6.785 | 30.8076 | -3.2786 | 31.9017 | -2.9234
4906 | 2.2409 | -4.5928 | 13.731 | -5.6134 | 33.8079 | -1.2282 | 30.4718 | -3.4345 | 69.5793 | 11.8774 | 4.095 | -6.7732 | 30.7961 | -3.29 | 31.8858 | -2.9393
4907 | 2.2398 | -4.5932 | 13.743 | -5.6007 | 33.7974 | -1.2362 | 30.4894 | -3.4168 | 69.6387 | 11.939 | 4.1068 | -6.7614 | 30.8382 | -3.2479 | 31.895 | -2.9301
4908 | 2.2366 | -4.5936 | 13.755 | -5.5881 | 33.8083 | -1.2441 | 30.507 | -3.399 | 69.7041 | 12.0005 | 4.1186 | -6.7496 | 30.7867 | -3.2994 | 31.8626 | -2.9626
4909 | 2.2332 | -4.5967 | 13.7643 | -5.5798 | 33.8212 | -1.2272 | 30.5238 | -3.3819 | 69.7701 | 12.0677 | 4.15 | -6.7182 | 30.8542 | -3.2319 | 31.8899 | -2.9352
4910 | 2.2298 | -4.5999 | 13.7731 | -5.5715 | 33.8342 | -1.2103 | 30.5407 | -3.3649 | 69.8361 | 12.1349 | 4.1814 | -6.6868 | 30.8165 | -3.2695 | 31.8214 | -3.0037
4911 | 2.2265 | -4.6031 | 13.7819 | -5.5632 | 33.8471 | -1.1934 | 30.5575 | -3.3478 | 69.9021 | 12.2021 | 4.2129 | -6.6554 | 30.8235 | -3.2624 | 31.9375 | -2.8876
4912 | 2.2231 | -4.6062 | 13.7906 | -5.5549 | 33.8601 | -1.1764 | 30.5744 | -3.3307 | 69.9681 | 12.2693 | 4.2443 | -6.624 | 30.8234 | -3.2625 | 31.8786 | -2.9466
4913 | 2.2197 | -4.6094 | 13.7994 | -5.5466 | 33.8731 | -1.1595 | 30.5912 | -3.3137 | 70.0342 | 12.3365 | 4.2757 | -6.5926 | 30.7969 | -3.289 | 31.9325 | -2.8926
4914 | 2.2136 | -4.6126 | 13.8082 | -5.5383 | 33.8731 | -1.1426 | 30.6081 | -3.2966 | 70.0361 | 12.4037 | 4.3071 | -6.5611 | 30.8109 | -3.275 | 31.9464 | -2.8787
4915 | 2.2072 | -4.6188 | 13.8419 | -5.4974 | 33.8718 | -1.1469 | 30.6223 | -3.2822 | 70.0315 | 12.3866 | 4.3435 | -6.5247 | 30.7763 | -3.3095 | 31.9243 | -2.9008
4916 | 2.2008 | -4.625 | 13.8811 | -5.4565 | 33.8705 | -1.1512 | 30.6365 | -3.2678 | 70.0268 | 12.3696 | 4.3799 | -6.4883 | 30.7888 | -3.2969 | 31.9019 | -2.9232
4917 | 2.1944 | -4.6312 | 13.9203 | -5.4157 | 33.8692 | -1.1555 | 30.6507 | -3.2534 | 70.0222 | 12.3525 | 4.4163 | -6.452 | 30.8154 | -3.2703 | 31.9091 | -2.916
4918 | 2.188 | -4.6375 | 13.9595 | -5.3748 | 33.8679 | -1.1598 | 30.665 | -3.2389 | 70.0175 | 12.3355 | 4.4527 | -6.4156 | 30.7981 | -3.2876 | 31.8989 | -2.9262
4919 | 2.1816 | -4.6437 | 13.9987 | -5.3339 | 33.8666 | -1.1641 | 30.6792 | -3.2245 | 70.0128 | 12.3184 | 4.4891 | -6.3792 | 30.7645 | -3.3211 | 31.9398 | -2.8853
4920 | 2.1685 | -4.6499 | 14.0379 | -5.2931 | 33.8657 | -1.1684 | 30.6934 | -3.2101 | 69.9828 | 12.3014 | 4.5255 | -6.3428 | 30.7622 | -3.3234 | 31.941 | -2.8842
4921 | 2.1547 | -4.6643 | 14.0467 | -5.2908 | 33.8647 | -1.1685 | 30.6826 | -3.2207 | 69.95 | 12.2662 | 4.528 | -6.3403 | 30.7128 | -3.3728 | 31.904 | -2.9211
4922 | 2.1409 | -4.6787 | 14.0488 | -5.2885 | 33.8638 | -1.1686 | 30.6717 | -3.2314 | 69.9172 | 12.231 | 4.5305 | -6.3378 | 30.7331 | -3.3525 | 31.8773 | -2.9478
4923 | 2.127 | -4.6932 | 14.0509 | -5.2862 | 33.8629 | -1.1687 | 30.6609 | -3.242 | 69.8844 | 12.1958 | 4.533 | -6.3353 | 30.6947 | -3.3908 | 31.9419 | -2.8832
4924 | 2.1132 | -4.7076 | 14.053 | -5.2839 | 33.8619 | -1.1688 | 30.6501 | -3.2526 | 69.8516 | 12.1606 | 4.5355 | -6.3328 | 30.6855 | -3.4 | 31.953 | -2.8721
4925 | 2.0994 | -4.722 | 14.0551 | -5.2816 | 33.861 | -1.1689 | 30.6392 | -3.2632 | 69.8188 | 12.1254 | 4.538 | -6.3303 | 30.664 | -3.4214 | 31.9384 | -2.8867
4926 | 2.0917 | -4.7364 | 14.0572 | -5.2793 | 33.8603 | -1.169 | 30.6284 | -3.2739 | 69.7608 | 12.0902 | 4.5405 | -6.3278 | 30.6568 | -3.4286 | 31.9861 | -2.839
4927 | 2.0847 | -4.7413 | 14.0673 | -5.2664 | 33.8596 | -1.1696 | 30.6212 | -3.2809 | 69.6998 | 12.0251 | 4.5634 | -6.3048 | 30.665 | -3.4204 | 31.9558 | -2.8693
4928 | 2.0777 | -4.7463 | 14.0792 | -5.2535 | 33.8589 | -1.1701 | 30.614 | -3.2879 | 69.6388 | 11.96 | 4.5864 | -6.2819 | 30.652 | -3.4334 | 31.9583 | -2.8668
4929 | 2.0707 | -4.7512 | 14.0911 | -5.2406 | 33.8582 | -1.1707 | 30.6068 | -3.2949 | 69.5778 | 11.8949 | 4.6094 | -6.2589 | 30.6561 | -3.4292 | 31.9876 | -2.8375
4930 | 2.0637 | -4.7561 | 14.103 | -5.2277 | 33.8576 | -1.1712 | 30.5995 | -3.3019 | 69.5169 | 11.8298 | 4.6323 | -6.2359 | 30.5811 | -3.5041 | 31.9916 | -2.8335
4931 | 2.0568 | -4.7611 | 14.1149 | -5.2148 | 33.8569 | -1.1718 | 30.5923 | -3.3089 | 69.4559 | 11.7646 | 4.6553 | -6.213 | 30.5882 | -3.497 | 32.0448 | -2.7803
4932 | 2.05 | -4.766 | 14.1268 | -5.2019 | 33.8584 | -1.1723 | 30.5851 | -3.316 | 69.3656 | 11.6995 | 4.6782 | -6.19 | 30.6389 | -3.4463 | 32.0253 | -2.7998
4933 | 2.0433 | -4.7723 | 14.1259 | -5.205 | 33.8601 | -1.17 | 30.5585 | -3.3423 | 69.2716 | 11.601 | 4.6835 | -6.1847 | 30.5768 | -3.5083 | 31.9136 | -2.9115
4934 | 2.0365 | -4.7786 | 14.1221 | -5.208 | 33.8618 | -1.1676 | 30.532 | -3.3687 | 69.1777 | 11.5024 | 4.6888 | -6.1794 | 30.5138 | -3.5712 | 31.9369 | -2.8882
4935 | 2.0298 | -4.7849 | 14.1183 | -5.2111 | 33.8635 | -1.1653 | 30.5054 | -3.3951 | 69.0837 | 11.4038 | 4.6941 | -6.1741 | 30.527 | -3.5581 | 31.9371 | -2.888
4936 | 2.0231 | -4.7912 | 14.1146 | -5.2141 | 33.8653 | -1.1629 | 30.4788 | -3.4214 | 68.9898 | 11.3052 | 4.6994 | -6.1688 | 30.4578 | -3.6272 | 31.9594 | -2.8657
4937 | 2.0163 | -4.7975 | 14.1108 | -5.2172 | 33.867 | -1.1606 | 30.4522 | -3.4478 | 68.8958 | 11.2066 | 4.7047 | -6.1635 | 30.4988 | -3.5861 | 31.9549 | -2.8702
4938 | 2.0059 | -4.8038 | 14.107 | -5.2202 | 33.8485 | -1.1582 | 30.4257 | -3.4742 | 68.8356 | 11.108 | 4.71 | -6.1582 | 30.4634 | -3.6216 | 31.9612 | -2.8639
4939 | 1.9949 | -4.8148 | 14.0982 | -5.2301 | 33.8273 | -1.1832 | 30.4001 | -3.4995 | 68.7797 | 11.0598 | 4.718 | -6.1503 | 30.4057 | -3.6792 | 31.9244 | -2.9007
4940 | 1.9839 | -4.8258 | 14.0882 | -5.24 | 33.8061 | -1.2082 | 30.3745 | -3.5249 | 68.7237 | 11.0117 | 4.726 | -6.1423 | 30.4579 | -3.6269 | 31.9828 | -2.8423
4941 | 1.973 | -4.8368 | 14.0782 | -5.2499 | 33.785 | -1.2332 | 30.349 | -3.5502 | 68.6678 | 10.9636 | 4.7339 | -6.1343 | 30.426 | -3.6588 | 31.9644 | -2.8607
4942 | 1.962 | -4.8479 | 14.0682 | -5.2598 | 33.7638 | -1.2582 | 30.3234 | -3.5756 | 68.6119 | 10.9154 | 4.7419 | -6.1264 | 30.3969 | -3.6879 | 31.9463 | -2.8788
4943 | 1.951 | -4.8589 | 14.0582 | -5.2697 | 33.7427 | -1.2832 | 30.2979 | -3.6009 | 68.556 | 10.8673 | 4.7499 | -6.1184 | 30.392 | -3.6927 | 31.9022 | -2.9229
4944 | 1.9582 | -4.8699 | 14.0483 | -5.2796 | 33.7107 | -1.3082 | 30.2723 | -3.6263 | 68.5256 | 10.8191 | 4.7578 | -6.1104 | 30.427 | -3.6577 | 31.9768 | -2.8483
4945 | 1.9679 | -4.8559 | 14.0498 | -5.2748 | 33.6772 | -1.3429 | 30.2259 | -3.6725 | 68.4987 | 10.7962 | 4.7677 | -6.1005 | 30.4141 | -3.6706 | 31.9066 | -2.9185
4946 | 1.9776 | -4.842 | 14.0539 | -5.27 | 33.6438 | -1.3775 | 30.1794 | -3.7188 | 68.4717 | 10.7733 | 4.7776 | -6.0906 | 30.405 | -3.6797 | 31.9022 | -2.9229
4947 | 1.9872 | -4.828 | 14.0579 | -5.2652 | 33.6103 | -1.4122 | 30.1329 | -3.7651 | 68.4448 | 10.7503 | 4.7875 | -6.0807 | 30.3742 | -3.7103 | 31.8539 | -2.9712
4948 | 1.9969 | -4.814 | 14.0619 | -5.2604 | 33.5769 | -1.4469 | 30.0865 | -3.8113 | 68.4178 | 10.7274 | 4.7974 | -6.0708 | 30.3589 | -3.7256 | 31.839 | -2.9861
4949 | 2.0066 | -4.8 | 14.0659 | -5.2556 | 33.5434 | -1.4816 | 30.04 | -3.8576 | 68.3909 | 10.7045 | 4.8073 | -6.0609 | 30.3555 | -3.729 | 31.8338 | -2.9913
4950 | 2.0224 | -4.7861 | 14.07 | -5.2508 | 33.5213 | -1.5163 | 29.9935 | -3.9038 | 68.3769 | 10.6816 | 4.8172 | -6.051 | 30.3601 | -3.7244 | 31.9038 | -2.9213
4951 | 2.039 | -4.7682 | 14.0675 | -5.2546 | 33.5009 | -1.5341 | 29.9713 | -3.9259 | 68.3649 | 10.6717 | 4.8392 | -6.029 | 30.3599 | -3.7245 | 31.8409 | -2.9841
4952 | 2.0557 | -4.7504 | 14.0636 | -5.2584 | 33.4804 | -1.5519 | 29.949 | -3.9479 | 68.3528 | 10.6619 | 4.8612 | -6.0071 | 30.3711 | -3.7133 | 31.8213 | -3.0038
4953 | 2.0723 | -4.7325 | 14.0598 | -5.2622 | 33.4599 | -1.5697 | 29.9268 | -3.97 | 68.3407 | 10.652 | 4.8832 | -5.9851 | 30.3284 | -3.7559 | 31.7974 | -3.0276
4954 | 2.0889 | -4.7147 | 14.0559 | -5.266 | 33.4395 | -1.5875 | 29.9045 | -3.992 | 68.3286 | 10.6422 | 4.9052 | -5.9631 | 30.3492 | -3.7351 | 31.8338 | -2.9913
4955 | 2.1056 | -4.6968 | 14.052 | -5.2698 | 33.419 | -1.6053 | 29.8823 | -4.0141 | 68.3166 | 10.6324 | 4.9272 | -5.9411 | 30.3743 | -3.71 | 31.7752 | -3.0499
4956 | 2.122 | -4.679 | 14.0482 | -5.2736 | 33.3971 | -1.6231 | 29.86 | -4.0361 | 68.3633 | 10.6225 | 4.9492 | -5.9191 | 30.3726 | -3.7117 | 31.8269 | -2.9982
4957 | 2.1384 | -4.6621 | 14.0567 | -5.2618 | 33.375 | -1.6457 | 29.8305 | -4.0654 | 68.4187 | 10.6894 | 4.9527 | -5.9156 | 30.3518 | -3.7324 | 31.8077 | -3.0174
4958 | 2.1548 | -4.6452 | 14.0678 | -5.2501 | 33.353 | -1.6683 | 29.801 | -4.0947 | 68.4742 | 10.7563 | 4.9562 | -5.9121 | 30.4074 | -3.6768 | 31.8819 | -2.9432
4959 | 2.1712 | -4.6283 | 14.0789 | -5.2383 | 33.3309 | -1.6909 | 29.7715 | -4.1241 | 68.5296 | 10.8232 | 4.9597 | -5.9086 | 30.3856 | -3.6986 | 31.9004 | -2.9247
4960 | 2.1875 | -4.6114 | 14.09 | -5.2266 | 33.3088 | -1.7134 | 29.742 | -4.1534 | 68.5851 | 10.8901 | 4.9632 | -5.9051 | 30.4071 | -3.677 | 31.8574 | -2.9676
4961 | 2.2039 | -4.5946 | 14.1011 | -5.2148 | 33.2867 | -1.736 | 29.7125 | -4.1827 | 68.6405 | 10.957 | 4.9667 | -5.9016 | 30.3797 | -3.7044 | 31.8573 | -2.9678
4962 | 2.2242 | -4.5777 | 14.1122 | -5.203 | 33.2842 | -1.7586 | 29.6829 | -4.212 | 68.729 | 11.0239 | 4.9702 | -5.8981 | 30.4737 | -3.6104 | 31.8455 | -2.9796
4963 | 2.2451 | -4.5553 | 14.1196 | -5.1962 | 33.2848 | -1.7539 | 29.6924 | -4.2023 | 68.8225 | 11.1224 | 4.9559 | -5.9123 | 30.4248 | -3.6592 | 31.9217 | -2.9034
4964 | 2.266 | -4.533 | 14.1261 | -5.1893 | 33.2853 | -1.7492 | 29.7019 | -4.1927 | 68.9161 | 11.2208 | 4.9417 | -5.9266 | 30.3962 | -3.6878 | 31.8794 | -2.9457
4965 | 2.2869 | -4.5107 | 14.1327 | -5.1824 | 33.2859 | -1.7445 | 29.7113 | -4.183 | 69.0096 | 11.3192 | 4.9274 | -5.9408 | 30.5106 | -3.5733 | 31.9076 | -2.9175
4966 | 2.3079 | -4.4884 | 14.1393 | -5.1756 | 33.2864 | -1.7399 | 29.7208 | -4.1733 | 69.1032 | 11.4177 | 4.9132 | -5.9551 | 30.5033 | -3.5806 | 31.9954 | -2.8297
4967 | 2.3288 | -4.466 | 14.1459 | -5.1687 | 33.287 | -1.7352 | 29.7302 | -4.1637 | 69.1968 | 11.5161 | 4.8989 | -5.9694 | 30.5304 | -3.5534 | 32.0927 | -2.7324
4968 | 2.3353 | -4.4437 | 14.1524 | -5.1618 | 33.2831 | -1.7305 | 29.7397 | -4.154 | 69.2686 | 11.6145 | 4.8846 | -5.9836 | 30.5509 | -3.5328 | 32.034 | -2.7911
4969 | 2.3394 | -4.4418 | 14.1648 | -5.1473 | 33.2785 | -1.7364 | 29.7449 | -4.1486 | 69.3369 | 11.6782 | 4.8639 | -6.0043 | 30.5536 | -3.5302 | 32.0505 | -2.7746
4970 | 2.3436 | -4.4399 | 14.1784 | -5.1328 | 33.2739 | -1.7423 | 29.7502 | -4.1431 | 69.4052 | 11.7418 | 4.8432 | -6.0251 | 30.4986 | -3.5851 | 32.1453 | -2.6797
4971 | 2.3477 | -4.4381 | 14.192 | -5.1183 | 33.2693 | -1.7483 | 29.7555 | -4.1376 | 69.4736 | 11.8055 | 4.8224 | -6.0458 | 30.5127 | -3.571 | 32.1099 | -2.7152
4972 | 2.3519 | -4.4362 | 14.2056 | -5.1038 | 33.2647 | -1.7542 | 29.7607 | -4.1322 | 69.5419 | 11.8692 | 4.8017 | -6.0666 | 30.5385 | -3.5452 | 32.1729 | -2.6522
4973 | 2.3561 | -4.4343 | 14.2192 | -5.0893 | 33.2601 | -1.7601 | 29.766 | -4.1267 | 69.6102 | 11.9328 | 4.781 | -6.0873 | 30.5804 | -3.5032 | 32.2215 | -2.6036
4974 | 2.3618 | -4.4325 | 14.2328 | -5.0748 | 33.2827 | -1.7661 | 29.7712 | -4.1213 | 69.6373 | 11.9965 | 4.7602 | -6.108 | 30.5252 | -3.5584 | 32.2345 | -2.5906
4975 | 2.3677 | -4.4251 | 14.2354 | -5.074 | 33.31 | -1.7331 | 29.8038 | -4.0884 | 69.6575 | 12.0099 | 4.7164 | -6.1519 | 30.5858 | -3.4978 | 32.2558 | -2.5692
4976 | 2.3737 | -4.4177 | 14.2356 | -5.0732 | 33.3372 | -1.7001 | 29.8364 | -4.0556 | 69.6777 | 12.0232 | 4.6725 | -6.1958 | 30.6282 | -3.4553 | 32.3436 | -2.4815
4977 | 2.3797 | -4.4103 | 14.2359 | -5.0725 | 33.3644 | -1.6672 | 29.869 | -4.0228 | 69.6979 | 12.0365 | 4.6287 | -6.2396 | 30.5674 | -3.5161 | 32.371 | -2.4541
4978 | 2.3856 | -4.4029 | 14.2361 | -5.0717 | 33.3916 | -1.6342 | 29.9016 | -3.99 | 69.7181 | 12.0499 | 4.5848 | -6.2835 | 30.5908 | -3.4926 | 32.4188 | -2.4063
4979 | 2.3916 | -4.3955 | 14.2364 | -5.071 | 33.4188 | -1.6013 | 29.9342 | -3.9572 | 69.7383 | 12.0632 | 4.5409 | -6.3273 | 30.4716 | -3.6118 | 32.4058 | -2.4192
4980 | 2.4063 | -4.3881 | 14.2366 | -5.0702 | 33.4628 | -1.5683 | 29.9668 | -3.9244 | 69.7282 | 12.0766 | 4.4971 | -6.3712 | 30.4649 | -3.6184 | 32.3723 | -2.4528
4981 | 2.4225 | -4.3697 | 14.2361 | -5.0694 | 33.5098 | -1.5188 | 30.0059 | -3.8851 | 69.7129 | 12.0569 | 4.496 | -6.3723 | 30.4288 | -3.6545 | 32.4102 | -2.4149
4982 | 2.4387 | -4.3513 | 14.2355 | -5.0686 | 33.5567 | -1.4693 | 30.045 | -3.8459 | 69.6975 | 12.0371 | 4.4949 | -6.3734 | 30.4735 | -3.6097 | 32.4277 | -2.3974
4983 | 2.4549 | -4.3329 | 14.2348 | -5.0678 | 33.6037 | -1.4199 | 30.084 | -3.8066 | 69.6822 | 12.0174 | 4.4938 | -6.3745 | 30.4806 | -3.6027 | 32.4212 | -2.4039
4984 | 2.4711 | -4.3145 | 14.2342 | -5.067 | 33.6506 | -1.3704 | 30.1231 | -3.7673 | 69.6668 | 11.9977 | 4.4927 | -6.3755 | 30.4493 | -3.6339 | 32.5754 | -2.2497
4985 | 2.4873 | -4.2961 | 14.2335 | -5.0662 | 33.6975 | -1.3209 | 30.1622 | -3.7281 | 69.6515 | 11.978 | 4.4916 | -6.3766 | 30.4977 | -3.5854 | 32.4773 | -2.3478
4986 | 2.5265 | -4.2777 | 14.2329 | -5.0654 | 33.7372 | -1.2714 | 30.2012 | -3.6888 | 69.6076 | 11.9583 | 4.4905 | -6.3777 | 30.4786 | -3.6045 | 32.523 | -2.3021
4987 | 2.57 | -4.2294 | 14.2053 | -5.0978 | 33.7756 | -1.2347 | 30.2309 | -3.6589 | 69.5585 | 11.9048 | 4.4844 | -6.3839 | 30.4284 | -3.6547 | 32.5143 | -2.3107
4988 | 2.6135 | -4.181 | 14.1723 | -5.1303 | 33.814 | -1.1979 | 30.2605 | -3.6291 | 69.5095 | 11.8513 | 4.4782 | -6.39 | 30.454 | -3.629 | 32.5124 | -2.3126
4989 | 2.657 | -4.1327 | 14.1393 | -5.1627 | 33.8523 | -1.1611 | 30.2902 | -3.5992 | 69.4604 | 11.7978 | 4.4721 | -6.3961 | 30.3717 | -3.7113 | 32.5159 | -2.3091
4990 | 2.7005 | -4.0844 | 14.1063 | -5.1952 | 33.8907 | -1.1244 | 30.3198 | -3.5694 | 69.4113 | 11.7443 | 4.466 | -6.4023 | 30.373 | -3.71 | 32.4296 | -2.3955
4991 | 2.744 | -4.036 | 14.0733 | -5.2276 | 33.929 | -1.0876 | 30.3495 | -3.5395 | 69.3623 | 11.6908 | 4.4598 | -6.4084 | 30.41 | -3.673 | 32.4489 | -2.3761
4992 | 2.7803 | -3.9877 | 14.0403 | -5.2601 | 33.9642 | -1.0508 | 30.3791 | -3.5097 | 69.2945 | 11.6373 | 4.4537 | -6.4146 | 30.433 | -3.6499 | 32.4344 | -2.3906
4993 | 2.8154 | -3.9541 | 14.006 | -5.2941 | 33.9988 | -1.0164 | 30.4197 | -3.4689 | 69.2231 | 11.5634 | 4.486 | -6.3822 | 30.4709 | -3.612 | 32.399 | -2.4261
4994 | 2.8504 | -3.9204 | 13.9715 | -5.328 | 34.0334 | -0.98189 | 30.4603 | -3.428 | 69.1517 | 11.4895 | 4.5184 | -6.3499 | 30.4253 | -3.6576 | 32.4164 | -2.4087
4995 | 2.8855 | -3.8868 | 13.937 | -5.362 | 34.068 | -0.94743 | 30.5009 | -3.3872 | 69.0804 | 11.4157 | 4.5507 | -6.3175 | 30.3337 | -3.7491 | 32.3956 | -2.4294
4996 | 2.9205 | -3.8532 | 13.9026 | -5.3959 | 34.1026 | -0.91296 | 30.5415 | -3.3464 | 69.009 | 11.3418 | 4.5831 | -6.2852 | 30.3766 | -3.7062 | 32.3267 | -2.4984
4997 | 2.9556 | -3.8195 | 13.8681 | -5.4299 | 34.1372 | -0.8785 | 30.5821 | -3.3056 | 68.9377 | 11.2679 | 4.6154 | -6.2529 | 30.357 | -3.7257 | 32.2951 | -2.5299
4998 | 3.0019 | -3.7859 | 13.8336 | -5.4638 | 34.1555 | -0.84404 | 30.6228 | -3.2648 | 68.8873 | 11.194 | 4.6477 | -6.2205 | 30.3517 | -3.731 | 32.1921 | -2.633
4999 | 3.0505 | -3.7342 | 13.799 | -5.4983 | 34.1707 | -0.83175 | 30.6177 | -3.2696 | 68.8411 | 11.1526 | 4.6965 | -6.1718 | 30.3447 | -3.7379 | 32.2067 | -2.6183
5000 | 3.0991 | -3.6824 | 13.7643 | -5.5327 | 34.1859 | -0.81946 | 30.6127 | -3.2744 | 68.7948 | 11.1112 | 4.7453 | -6.123 | 30.3435 | -3.7391 | 32.1472 | -2.6779
5001 | 3.1477 | -3.6307 | 13.7297 | -5.5671 | 34.2011 | -0.80717 | 30.6077 | -3.2793 | 68.7486 | 11.0698 | 4.7941 | -6.0742 | 30.3964 | -3.6862 | 32.1348 | -2.6902
5002 | 3.1963 | -3.5789 | 13.6951 | -5.6015 | 34.2162 | -0.79488 | 30.6026 | -3.2841 | 68.7024 | 11.0285 | 4.8429 | -6.0254 | 30.4325 | -3.6501 | 32.0591 | -2.7659
5003 | 3.2449 | -3.5272 | 13.6604 | -5.636 | 34.2314 | -0.78259 | 30.5976 | -3.2889 | 68.6561 | 10.9871 | 4.8917 | -5.9766 | 30.4172 | -3.6653 | 31.9916 | -2.8334
5004 | 3.2792 | -3.4754 | 13.6258 | -5.6704 | 34.2255 | -0.7703 | 30.5926 | -3.2937 | 68.677 | 10.9457 | 4.9405 | -5.9278 | 30.4639 | -3.6186 | 32.001 | -2.8241
5005 | 3.3106 | -3.4465 | 13.5995 | -5.6937 | 34.2153 | -0.7839 | 30.5858 | -3.3003 | 68.7116 | 10.9928 | 4.9606 | -5.9076 | 30.4247 | -3.6577 | 31.879 | -2.946
5006 | 3.3421 | -3.4176 | 13.5749 | -5.717 | 34.2051 | -0.79751 | 30.5791 | -3.3068 | 68.7462 | 11.04 | 4.9808 | -5.8875 | 30.4662 | -3.6162 | 31.8642 | -2.9609
5007 | 3.3735 | -3.3887 | 13.5502 | -5.7403 | 34.1948 | -0.81111 | 30.5723 | -3.3134 | 68.7808 | 11.0872 | 5.001 | -5.8673 | 30.4559 | -3.6264 | 31.8766 | -2.9484
5008 | 3.4049 | -3.3598 | 13.5256 | -5.7635 | 34.1846 | -0.82472 | 30.5656 | -3.3199 | 68.8154 | 11.1343 | 5.0211 | -5.8471 | 30.5005 | -3.5818 | 31.7998 | -3.0252
5009 | 3.4363 | -3.3309 | 13.5009 | -5.7868 | 34.1744 | -0.83832 | 30.5588 | -3.3264 | 68.8499 | 11.1815 | 5.0413 | -5.8269 | 30.5224 | -3.5599 | 31.6758 | -3.1492
5010 | 3.4859 | -3.302 | 13.4763 | -5.8101 | 34.1337 | -0.85193 | 30.5521 | -3.333 | 68.8501 | 11.2286 | 5.0615 | -5.8068 | 30.4495 | -3.6328 | 31.6677 | -3.1574
5011 | 3.5392 | -3.244 | 13.4279 | -5.8641 | 34.0865 | -0.9042 | 30.4852 | -3.3996 | 68.843 | 11.2133 | 5.123 | -5.7453 | 30.5217 | -3.5605 | 31.6436 | -3.1814
5012 | 3.5926 | -3.186 | 13.3748 | -5.9182 | 34.0394 | -0.95647 | 30.4184 | -3.4663 | 68.8359 | 11.1979 | 5.1844 | -5.6838 | 30.4626 | -3.6196 | 31.5665 | -3.2585
5013 | 3.6459 | -3.128 | 13.3217 | -5.9722 | 33.9922 | -1.0087 | 30.3515 | -3.5329 | 68.8288 | 11.1825 | 5.2459 | -5.6224 | 30.5497 | -3.5324 | 31.5513 | -3.2737
5014 | 3.6993 | -3.07 | 13.2686 | -6.0262 | 33.9451 | -1.061 | 30.2847 | -3.5996 | 68.8217 | 11.1671 | 5.3074 | -5.5609 | 30.5444 | -3.5377 | 31.535 | -3.29
5015 | 3.7526 | -3.012 | 13.2155 | -6.0802 | 33.8979 | -1.1133 | 30.2178 | -3.6662 | 68.8146 | 11.1518 | 5.3688 | -5.4994 | 30.5607 | -3.5213 | 31.436 | -3.389
5016 | 3.773 | -2.954 | 13.1624 | -6.1342 | 33.8565 | -1.1656 | 30.1509 | -3.7329 | 68.8604 | 11.1364 | 5.4303 | -5.4379 | 30.6365 | -3.4455 | 31.411 | -3.414
5017 | 3.7861 | -2.9472 | 13.1525 | -6.1356 | 33.8164 | -1.2035 | 30.1038 | -3.7798 | 68.9177 | 11.2056 | 5.4342 | -5.4341 | 30.6453 | -3.4367 | 31.367 | -3.458
5018 | 3.7993 | -2.9404 | 13.1512 | -6.1369 | 33.7763 | -1.2415 | 30.0566 | -3.8268 | 68.975 | 11.2748 | 5.4381 | -5.4302 | 30.6639 | -3.418 | 31.3761 | -3.4489
5019 | 3.8124 | -2.9337 | 13.1499 | -6.1383 | 33.7362 | -1.2795 | 30.0095 | -3.8737 | 69.0324 | 11.3441 | 5.442 | -5.4263 | 30.6385 | -3.4434 | 31.3313 | -3.4937
5020 | 3.8256 | -2.9269 | 13.1485 | -6.1396 | 33.696 | -1.3175 | 29.9624 | -3.9206 | 69.0897 | 11.4133 | 5.4459 | -5.4224 | 30.6851 | -3.3968 | 31.3451 | -3.48
5021 | 3.8387 | -2.9201 | 13.1472 | -6.1409 | 33.6559 | -1.3554 | 29.9152 | -3.9676 | 69.147 | 11.4825 | 5.4498 | -5.4185 | 30.7042 | -3.3776 | 31.3173 | -3.5077
5022 | 3.8461 | -2.9133 | 13.1458 | -6.1423 | 33.6009 | -1.3934 | 29.8681 | -4.0145 | 69.1995 | 11.5517 | 5.4537 | -5.4146 | 30.6498 | -3.432 | 31.2478 | -3.5772
5023 | 3.8521 | -2.9066 | 13.1599 | -6.1247 | 33.5424 | -1.4548 | 29.7926 | -4.0897 | 69.2508 | 11.6006 | 5.4242 | -5.4441 | 30.74 | -3.3418 | 31.2264 | -3.5987
5024 | 3.8581 | -2.9 | 13.1769 | -6.107 | 33.484 | -1.5162 | 29.7172 | -4.165 | 69.3021 | 11.6495 | 5.3947 | -5.4736 | 30.6331 | -3.4487 | 31.2697 | -3.5553
5025 | 3.8641 | -2.8934 | 13.194 | -6.0894 | 33.4256 | -1.5776 | 29.6418 | -4.2402 | 69.3534 | 11.6984 | 5.3652 | -5.5031 | 30.7745 | -3.3072 | 31.2156 | -3.6094
5026 | 3.8701 | -2.8867 | 13.211 | -6.0718 | 33.3672 | -1.639 | 29.5663 | -4.3154 | 69.4047 | 11.7473 | 5.3357 | -5.5326 | 30.6564 | -3.4252 | 31.2212 | -3.6039
5027 | 3.8761 | -2.8801 | 13.2281 | -6.0542 | 33.3088 | -1.7004 | 29.4909 | -4.3907 | 69.456 | 11.7961 | 5.3062 | -5.5621 | 30.6874 | -3.3942 | 31.2062 | -3.6188
5028 | 3.8599 | -2.8735 | 13.2451 | -6.0365 | 33.2557 | -1.7618 | 29.4155 | -4.4659 | 69.4975 | 11.845 | 5.2767 | -5.5916 | 30.6814 | -3.4002 | 31.2554 | -3.5696
5029 | 3.8386 | -2.8985 | 13.2608 | -6.0209 | 33.2037 | -1.812 | 29.3972 | -4.4839 | 69.5366 | 11.883 | 5.2575 | -5.6108 | 30.6655 | -3.4161 | 31.2372 | -3.5879
5030 | 3.8172 | -2.9235 | 13.2762 | -6.0054 | 33.1518 | -1.8622 | 29.379 | -4.5019 | 69.5757 | 11.9209 | 5.2382 | -5.63 | 30.5661 | -3.5154 | 31.2703 | -3.5548
5031 | 3.7958 | -2.9485 | 13.2916 | -5.9898 | 33.0999 | -1.9124 | 29.3608 | -4.52 | 69.6148 | 11.9589 | 5.219 | -5.6492 | 30.6012 | -3.4803 | 31.2355 | -3.5895
5032 | 3.7744 | -2.9735 | 13.307 | -5.9742 | 33.0479 | -1.9627 | 29.3425 | -4.538 | 69.6539 | 11.9968 | 5.1998 | -5.6684 | 30.5588 | -3.5226 | 31.2532 | -3.5718
5033 | 3.753 | -2.9985 | 13.3224 | -5.9586 | 32.996 | -2.0129 | 29.3243 | -4.556 | 69.693 | 12.0348 | 5.1806 | -5.6877 | 30.5814 | -3.5 | 31.2855 | -3.5396
5034 | 3.7335 | -3.0235 | 13.3378 | -5.943 | 32.977 | -2.0631 | 29.3061 | -4.574 | 69.7161 | 12.0728 | 5.1614 | -5.7069 | 30.5252 | -3.5562 | 31.2762 | -3.5488
5035 | 3.7143 | -3.041 | 13.3633 | -5.915 | 32.966 | -2.0679 | 29.267 | -4.6129 | 69.7354 | 12.0895 | 5.132 | -5.7363 | 30.4864 | -3.5949 | 31.3297 | -3.4954
5036 | 3.6952 | -3.0585 | 13.3907 | -5.8869 | 32.9549 | -2.0726 | 29.2279 | -4.6518 | 69.7547 | 12.1063 | 5.1026 | -5.7656 | 30.3847 | -3.6965 | 31.3968 | -3.4283
5037 | 3.676 | -3.076 | 13.4181 | -5.8589 | 32.9438 | -2.0774 | 29.1889 | -4.6906 | 69.774 | 12.1231 | 5.0733 | -5.795 | 30.4496 | -3.6317 | 31.3745 | -3.4505
5038 | 3.6569 | -3.0935 | 13.4455 | -5.8308 | 32.9328 | -2.0822 | 29.1498 | -4.7295 | 69.7933 | 12.1399 | 5.0439 | -5.8243 | 30.321 | -3.7603 | 31.4205 | -3.4045
5039 | 3.6377 | -3.111 | 13.4729 | -5.8028 | 32.9217 | -2.0869 | 29.1107 | -4.7684 | 69.8126 | 12.1567 | 5.0145 | -5.8537 | 30.3256 | -3.7555 | 31.4358 | -3.3892
5040 | 3.625 | -3.1285 | 13.5003 | -5.7747 | 32.9407 | -2.0917 | 29.0716 | -4.8072 | 69.7414 | 12.1735 | 4.9852 | -5.8831 | 30.2659 | -3.8152 | 31.4794 | -3.3456
5041 | 3.6139 | -3.1379 | 13.5238 | -5.7511 | 32.9671 | -2.0602 | 29.0787 | -4.8 | 69.6476 | 12.0631 | 4.9666 | -5.9016 | 30.2521 | -3.829 | 31.4359 | -3.3891
5042 | 3.6027 | -3.1473 | 13.5464 | -5.7275 | 32.9935 | -2.0288 | 29.0857 | -4.7927 | 69.5538 | 11.9527 | 4.9481 | -5.9202 | 30.2993 | -3.7818 | 31.4478 | -3.3773
5043 | 3.5916 | -3.1567 | 13.5691 | -5.7039 | 33.0199 | -1.9973 | 29.0928 | -4.7855 | 69.46 | 11.8422 | 4.9295 | -5.9388 | 30.2039 | -3.8772 | 31.5286 | -3.2964
5044 | 3.5805 | -3.1662 | 13.5917 | -5.6802 | 33.0463 | -1.9659 | 29.0998 | -4.7782 | 69.3662 | 11.7318 | 4.9109 | -5.9573 | 30.1594 | -3.9215 | 31.6137 | -3.2113
5045 | 3.5693 | -3.1756 | 13.6144 | -5.6566 | 33.0728 | -1.9344 | 29.1069 | -4.7709 | 69.2725 | 11.6214 | 4.8924 | -5.9759 | 30.1486 | -3.9324 | 31.5662 | -3.2588
5046 | 3.5757 | -3.185 | 13.637 | -5.633 | 33.1209 | -1.903 | 29.1139 | -4.7637 | 69.2161 | 11.511 | 4.8738 | -5.9944 | 30.1406 | -3.9404 | 31.6156 | -3.2094
5047 | 3.5866 | -3.1702 | 13.6447 | -5.6264 | 33.1747 | -1.8456 | 29.154 | -4.7234 | 69.1694 | 11.4744 | 4.8743 | -5.994 | 30.1363 | -3.9446 | 31.6992 | -3.1259
5048 | 3.5976 | -3.1555 | 13.6495 | -5.6198 | 33.2285 | -1.7882 | 29.1941 | -4.6831 | 69.1227 | 11.4378 | 4.8747 | -5.9935 | 30.0578 | -4.023 | 31.7161 | -3.1089
5049 | 3.6085 | -3.1407 | 13.6543 | -5.6131 | 33.2823 | -1.7307 | 29.2342 | -4.6428 | 69.076 | 11.4012 | 4.8752 | -5.9931 | 30.1261 | -3.9547 | 31.778 | -3.0471
5050 | 3.6194 | -3.126 | 13.659 | -5.6065 | 33.3361 | -1.6733 | 29.2743 | -4.6025 | 69.0292 | 11.3645 | 4.8757 | -5.9926 | 30.1408 | -3.94 | 31.7612 | -3.0639
5051 | 3.6303 | -3.1112 | 13.6638 | -5.5999 | 33.3898 | -1.6159 | 29.3144 | -4.5622 | 68.9825 | 11.3279 | 4.8761 | -5.9921 | 30.1628 | -3.9179 | 31.8291 | -2.9959
5052 | 3.649 | -3.0964 | 13.6686 | -5.5933 | 33.4554 | -1.5585 | 29.3545 | -4.5219 | 68.9419 | 11.2913 | 4.8766 | -5.9917 | 30.1279 | -3.9528 | 31.8544 | -2.9707
5053 | 3.6698 | -3.074 | 13.6331 | -5.6363 | 33.5241 | -1.4879 | 29.4192 | -4.457 | 68.903 | 11.2524 | 4.8828 | -5.9855 | 30.164 | -3.9167 | 31.8606 | -2.9644
5054 | 3.6905 | -3.0516 | 13.59 | -5.6792 | 33.5928 | -1.4172 | 29.4839 | -4.3921 | 68.864 | 11.2134 | 4.889 | -5.9793 | 30.1657 | -3.915 | 31.8671 | -2.9579
5055 | 3.7113 | -3.0292 | 13.5469 | -5.7222 | 33.6615 | -1.3466 | 29.5486 | -4.3272 | 68.825 | 11.1745 | 4.8952 | -5.9731 | 30.1215 | -3.9591 | 31.9511 | -2.8739
5056 | 3.7321 | -3.0068 | 13.5038 | -5.7652 | 33.7302 | -1.276 | 29.6133 | -4.2623 | 68.7861 | 11.1356 | 4.9014 | -5.9669 | 30.1183 | -3.9623 | 31.96 | -2.865
5057 | 3.7529 | -2.9843 | 13.4608 | -5.8081 | 33.7989 | -1.2053 | 29.678 | -4.1974 | 68.7471 | 11.0966 | 4.9076 | -5.9607 | 30.2041 | -3.8764 | 31.9564 | -2.8686
5058 | 3.7789 | -2.9619 | 13.4177 | -5.8511 | 33.8355 | -1.1347 | 29.7426 | -4.1325 | 68.676 | 11.0577 | 4.9138 | -5.9545 | 30.181 | -3.8995 | 32.0297 | -2.7953
5059 | 3.8065 | -2.9329 | 13.3862 | -5.8788 | 33.8635 | -1.113 | 29.7654 | -4.1096 | 68.596 | 10.972 | 4.9222 | -5.9461 | 30.1742 | -3.9063 | 32.0362 | -2.7888
5060 | 3.834 | -2.9038 | 13.3568 | -5.9065 | 33.8914 | -1.0912 | 29.7881 | -4.0866 | 68.5161 | 10.8862 | 4.9305 | -5.9377 | 30.2907 | -3.7898 | 32.0169 | -2.8081
5061 | 3.8616 | -2.8748 | 13.3274 | -5.9342 | 33.9193 | -1.0695 | 29.8108 | -4.0637 | 68.4362 | 10.8005 | 4.9389 | -5.9293 | 30.3373 | -3.743 | 32.0592 | -2.7658
5062 | 3.8891 | -2.8457 | 13.298 | -5.9619 | 33.9473 | -1.0478 | 29.8335 | -4.0408 | 68.3563 | 10.7148 | 4.9473 | -5.9209 | 30.3615 | -3.7189 | 32.1006 | -2.7244
5063 | 3.9166 | -2.8167 | 13.2687 | -5.9896 | 33.9752 | -1.026 | 29.8563 | -4.0178 | 68.2763 | 10.6291 | 4.9557 | -5.9125 | 30.4325 | -3.6478 | 32.1789 | -2.6461
5064 | 3.9584 | -2.7876 | 13.2393 | -6.0173 | 33.9948 | -1.0043 | 29.879 | -3.9949 | 68.3006 | 10.5434 | 4.9641 | -5.9041 | 30.4462 | -3.634 | 32.1845 | -2.6406
5065 | 4.0042 | -2.7386 | 13.1738 | -6.0893 | 34.012 | -0.98749 | 29.9222 | -3.9515 | 68.3541 | 10.6181 | 4.9862 | -5.882 | 30.4636 | -3.6167 | 32.1763 | -2.6487
5066 | 4.0499 | -2.6896 | 13.1017 | -6.1612 | 34.0293 | -0.97067 | 29.9653 | -3.9081 | 68.4077 | 10.6928 | 5.0083 | -5.8599 | 30.581 | -3.4992 | 32.2194 | -2.6056
5067 | 4.0957 | -2.6406 | 13.0296 | -6.2332 | 34.0466 | -0.95386 | 30.0085 | -3.8647 | 68.4612 | 10.7675 | 5.0304 | -5.8378 | 30.5362 | -3.5439 | 32.1783 | -2.6467
5068 | 4.1414 | -2.5916 | 12.9575 | -6.3051 | 34.0638 | -0.93704 | 30.0517 | -3.8214 | 68.5147 | 10.8422 | 5.0525 | -5.8157 | 30.6482 | -3.432 | 32.169 | -2.656
5069 | 4.1872 | -2.5427 | 12.8853 | -6.3771 | 34.0811 | -0.92022 | 30.0949 | -3.778 | 68.5682 | 10.9169 | 5.0746 | -5.7936 | 30.6199 | -3.4602 | 32.1794 | -2.6456
5070 | 4.2132 | -2.4937 | 12.8132 | -6.4491 | 34.0928 | -0.90341 | 30.138 | -3.7346 | 68.6282 | 10.9917 | 5.0967 | -5.7715 | 30.6906 | -3.3895 | 32.1032 | -2.7218
5071 | 4.2336 | -2.4768 | 12.7533 | -6.5074 | 34.103 | -0.89403 | 30.1329 | -3.7396 | 68.6901 | 11.052 | 5.1279 | -5.7403 | 30.6326 | -3.4475 | 32.1845 | -2.6405
5072 | 4.2539 | -2.46 | 12.6956 | -6.5658 | 34.1131 | -0.88465 | 30.1277 | -3.7446 | 68.752 | 11.1124 | 5.1591 | -5.7092 | 30.6635 | -3.4165 | 32.102 | -2.723
5073 | 4.2743 | -2.4431 | 12.6379 | -6.6242 | 34.1232 | -0.87527 | 30.1225 | -3.7495 | 68.8139 | 11.1727 | 5.1903 | -5.678 | 30.7782 | -3.3017 | 32.0786 | -2.7464
5074 | 4.2947 | -2.4263 | 12.5803 | -6.6826 | 34.1334 | -0.86589 | 30.1173 | -3.7545 | 68.8758 | 11.2331 | 5.2215 | -5.6468 | 30.7545 | -3.3254 | 32.1123 | -2.7127
5075 | 4.315 | -2.4094 | 12.5226 | -6.7409 | 34.1435 | -0.85651 | 30.1121 | -3.7595 | 68.9376 | 11.2934 | 5.2526 | -5.6156 | 30.8065 | -3.2734 | 31.967 | -2.858
5076 | 4.3507 | -2.3926 | 12.4649 | -6.7993 | 34.1252 | -0.84713 | 30.1069 | -3.7645 | 69.0002 | 11.3538 | 5.2838 | -5.5844 | 30.797 | -3.2828 | 31.9757 | -2.8493
5077 | 4.3909 | -2.3482 | 12.4459 | -6.8101 | 34.0985 | -0.87896 | 30.0951 | -3.7761 | 69.0629 | 11.4173 | 5.3041 | -5.5642 | 30.8244 | -3.2554 | 31.9823 | -2.8427
5078 | 4.4312 | -2.3038 | 12.434 | -6.8208 | 34.0718 | -0.91078 | 30.0833 | -3.7877 | 69.1257 | 11.4808 | 5.3243 | -5.5439 | 30.9029 | -3.1768 | 32.015 | -2.81
5079 | 4.4714 | -2.2594 | 12.422 | -6.8316 | 34.045 | -0.9426 | 30.0715 | -3.7993 | 69.1885 | 11.5443 | 5.3446 | -5.5237 | 30.8837 | -3.196 | 31.9059 | -2.9191
5080 | 4.5116 | -2.2149 | 12.41 | -6.8423 | 34.0183 | -0.97442 | 30.0597 | -3.8109 | 69.2512 | 11.6077 | 5.3648 | -5.5034 | 30.9187 | -3.161 | 31.9114 | -2.9136
5081 | 4.5519 | -2.1705 | 12.3981 | -6.8531 | 33.9916 | -1.0062 | 30.0479 | -3.8225 | 69.314 | 11.6712 | 5.3851 | -5.4832 | 30.8838 | -3.1959 | 31.8348 | -2.9902
5082 | 4.5847 | -2.1261 | 12.3861 | -6.8639 | 33.9696 | -1.0381 | 30.0361 | -3.8341 | 69.4069 | 11.7347 | 5.4053 | -5.4629 | 30.9245 | -3.1551 | 31.7925 | -3.0325
5083 | 4.6153 | -2.0968 | 12.3526 | -6.9014 | 33.9492 | -1.0566 | 30.0303 | -3.8397 | 69.509 | 11.8429 | 5.4232 | -5.4451 | 30.9476 | -3.132 | 31.6993 | -3.1257
5084 | 4.6459 | -2.0675 | 12.3152 | -6.939 | 33.9287 | -1.0752 | 30.0245 | -3.8452 | 69.6111 | 11.951 | 5.441 | -5.4272 | 30.8558 | -3.2237 | 31.7331 | -3.0919
5085 | 4.6765 | -2.0382 | 12.2778 | -6.9766 | 33.9082 | -1.0938 | 30.0187 | -3.8508 | 69.7133 | 12.0592 | 5.4589 | -5.4093 | 30.9804 | -3.0991 | 31.6733 | -3.1517
5086 | 4.7071 | -2.0089 | 12.2404 | -7.0142 | 33.8878 | -1.1124 | 30.0129 | -3.8564 | 69.8154 | 12.1674 | 5.4768 | -5.3915 | 30.9825 | -3.0969 | 31.5827 | -3.2423
5087 | 4.7377 | -1.9795 | 12.203 | -7.0517 | 33.8673 | -1.131 | 30.0071 | -3.862 | 69.9175 | 12.2755 | 5.4947 | -5.3736 | 30.9054 | -3.1741 | 31.5697 | -3.2553
5088 | 4.7568 | -1.9502 | 12.1656 | -7.0893 | 33.8398 | -1.1495 | 30.0013 | -3.8675 | 70.012 | 12.3837 | 5.5125 | -5.3557 | 30.9592 | -3.1202 | 31.4845 | -3.3405
5089 | 4.7724 | -1.9359 | 12.1508 | -7.0994 | 33.8102 | -1.1806 | 29.9584 | -3.9103 | 70.104 | 12.4737 | 5.5298 | -5.3385 | 30.8794 | -3.2 | 31.4602 | -3.3648
5090 | 4.7879 | -1.9216 | 12.1401 | -7.1096 | 33.7805 | -1.2116 | 29.9154 | -3.953 | 70.196 | 12.5638 | 5.547 | -5.3213 | 30.9156 | -3.1637 | 31.4251 | -3.3998
5091 | 4.8035 | -1.9073 | 12.1294 | -7.1197 | 33.7509 | -1.2426 | 29.8725 | -3.9958 | 70.288 | 12.6538 | 5.5642 | -5.304 | 30.875 | -3.2043 | 31.3418 | -3.4832
5092 | 4.8191 | -1.893 | 12.1187 | -7.1298 | 33.7212 | -1.2737 | 29.8295 | -4.0385 | 70.38 | 12.7438 | 5.5815 | -5.2868 | 30.7904 | -3.2889 | 31.3714 | -3.4536
5093 | 4.8346 | -1.8788 | 12.108 | -7.1399 | 33.6916 | -1.3047 | 29.7866 | -4.0813 | 70.472 | 12.8339 | 5.5987 | -5.2695 | 30.7967 | -3.2825 | 31.3272 | -3.4978
5094 | 4.8489 | -1.8645 | 12.0973 | -7.1501 | 33.6711 | -1.3357 | 29.7436 | -4.124 | 70.4592 | 12.9239 | 5.6159 | -5.2523 | 30.7861 | -3.2931 | 31.326 | -3.499
5095 | 4.8627 | -1.8499 | 12.0849 | -7.1626 | 33.6536 | -1.3511 | 29.7268 | -4.1406 | 70.4126 | 12.858 | 5.6211 | -5.2472 | 30.7972 | -3.282 | 31.2783 | -3.5467
5096 | 4.8766 | -1.8354 | 12.0723 | -7.1752 | 33.636 | -1.3664 | 29.7101 | -4.1572 | 70.3659 | 12.792 | 5.6262 | -5.242 | 30.775 | -3.3041 | 31.196 | -3.629
5097 | 4.8905 | -1.8209 | 12.0596 | -7.1878 | 33.6185 | -1.3818 | 29.6933 | -4.1737 | 70.3192 | 12.7261 | 5.6314 | -5.2369 | 30.7241 | -3.355 | 31.2478 | -3.5772
5098 | 4.9043 | -1.8063 | 12.0469 | -7.2004 | 33.6009 | -1.3972 | 29.6765 | -4.1903 | 70.2726 | 12.6601 | 5.6365 | -5.2317 | 30.6728 | -3.4063 | 31.2453 | -3.5797
5099 | 4.9182 | -1.7918 | 12.0342 | -7.213 | 33.5834 | -1.4126 | 29.6597 | -4.2069 | 70.2259 | 12.5941 | 5.6417 | -5.2266 | 30.7483 | -3.3307 | 31.2048 | -3.6201
5100 | 4.9252 | -1.7773 | 12.0216 | -7.2256 | 33.5758 | -1.4279 | 29.6429 | -4.2235 | 70.195 | 12.5282 | 5.6468 | -5.2214 | 30.6815 | -3.3975 | 31.1483 | -3.6767
5101 | 4.93 | -1.7731 | 12.0235 | -7.2208 | 33.5714 | -1.4305 | 29.6172 | -4.249 | 70.1692 | 12.5086 | 5.638 | -5.2302 | 30.6705 | -3.4085 | 31.1725 | -3.6525
5102 | 4.9348 | -1.769 | 12.0281 | -7.216 | 33.5671 | -1.433 | 29.5915 | -4.2745 | 70.1435 | 12.4889 | 5.6292 | -5.2391 | 30.6993 | -3.3796 | 31.1114 | -3.7136
5103 | 4.9396 | -1.7649 | 12.0326 | -7.2112 | 33.5627 | -1.4356 | 29.5658 | -4.3 | 70.1177 | 12.4693 | 5.6203 | -5.2479 | 30.6223 | -3.4565 | 31.1337 | -3.6913
5104 | 4.9444 | -1.7608 | 12.0372 | -7.2063 | 33.5584 | -1.4381 | 29.5401 | -4.3255 | 70.092 | 12.4497 | 5.6115 | -5.2568 | 30.6204 | -3.4585 | 31.1183 | -3.7067
5105 | 4.9491 | -1.7566 | 12.0417 | -7.2015 | 33.554 | -1.4406 | 29.5144 | -4.351 | 70.0662 | 12.4301 | 5.6027 | -5.2656 | 30.5601 | -3.5187 | 31.1801 | -3.6448
5106 | 4.9525 | -1.7525 | 12.0463 | -7.1967 | 33.5379 | -1.4432 | 29.4886 | -4.3765 | 69.9807 | 12.4104 | 5.5938 | -5.2744 | 30.5564 | -3.5224 | 31.1559 | -3.6691
5107 | 4.9554 | -1.7491 | 12.0594 | -7.1816 | 33.5177 | -1.4656 | 29.4213 | -4.4436 | 69.8747 | 12.2926 | 5.5881 | -5.2802 | 30.5074 | -3.5714 | 31.1469 | -3.6781
5108 | 4.9583 | -1.7456 | 12.0741 | -7.1664 | 33.4975 | -1.4881 | 29.354 | -4.5107 | 69.7687 | 12.1748 | 5.5823 | -5.2859 | 30.458 | -3.6207 | 31.2077 | -3.6173
5109 | 4.9611 | -1.7422 | 12.0888 | -7.1513 | 33.4774 | -1.5105 | 29.2867 | -4.5778 | 69.6628 | 12.057 | 5.5766 | -5.2916 | 30.4048 | -3.6738 | 31.175 | -3.65
5110 | 4.964 | -1.7387 | 12.1035 | -7.1361 | 33.4572 | -1.533 | 29.2193 | -4.645 | 69.5568 | 11.9391 | 5.5709 | -5.2974 | 30.449 | -3.6296 | 31.1658 | -3.6592
5111 | 4.9669 | -1.7353 | 12.1181 | -7.121 | 33.437 | -1.5554 | 29.152 | -4.7121 | 69.4508 | 11.8213 | 5.5651 | -5.3031 | 30.4208 | -3.6578 | 31.2377 | -3.5873
5112 | 4.9843 | -1.7319 | 12.1328 | -7.1058 | 33.4329 | -1.5778 | 29.0847 | -4.7792 | 69.319 | 11.7035 | 5.5594 | -5.3089 | 30.3814 | -3.6971 | 31.1961 | -3.6289
5113 | 5.0069 | -1.7059 | 12.1495 | -7.0886 | 33.4344 | -1.5728 | 29.0539 | -4.8098 | 69.1781 | 11.5597 | 5.5383 | -5.3299 | 30.395 | -3.6836 | 31.1753 | -3.6497
5114 | 5.0294 | -1.68 | 12.1664 | -7.0713 | 33.4359 | -1.5677 | 29.0231 | -4.8404 | 69.0372 | 11.4159 | 5.5172 | -5.351 | 30.3425 | -3.736 | 31.1953 | -3.6296
5115 | 5.0519 | -1.654 | 12.1834 | -7.0541 | 33.4374 | -1.5626 | 28.9922 | -4.871 | 68.8963 | 11.2722 | 5.4962 | -5.3721 | 30.3596 | -3.7189 | 31.2104 | -3.6146
5116 | 5.0744 | -1.6281 | 12.2004 | -7.0368 | 33.4389 | -1.5575 | 28.9614 | -4.9016 | 68.7554 | 11.1284 | 5.4751 | -5.3931 | 30.3731 | -3.7053 | 31.246 | -3.579
5117 | 5.097 | -1.6021 | 12.2173 | -7.0195 | 33.4403 | -1.5524 | 28.9306 | -4.9322 | 68.6145 | 10.9847 | 5.454 | -5.4142 | 30.3181 | -3.7603 | 31.3114 | -3.5135
5118 | 5.1248 | -1.5762 | 12.2343 | -7.0023 | 33.4541 | -1.5473 | 28.8998 | -4.9628 | 68.5383 | 10.8409 | 5.433 | -5.4353 | 30.3219 | -3.7565 | 31.2522 | -3.5728
5119 | 5.1546 | -1.5452 | 12.2589 | -6.9755 | 33.4723 | -1.5271 | 28.8979 | -4.9645 | 68.4853 | 10.8009 | 5.4509 | -5.4174 | 30.2966 | -3.7817 | 31.2843 | -3.5407
5120 | 5.1843 | -1.5141 | 12.2849 | -6.9487 | 33.4906 | -1.5068 | 28.896 | -4.9662 | 68.4322 | 10.7609 | 5.4688 | -5.3995 | 30.2545 | -3.8238 | 31.3079 | -3.5171
5121 | 5.2141 | -1.4831 | 12.3108 | -6.922 | 33.5088 | -1.4865 | 28.8941 | -4.9678 | 68.3792 | 10.7209 | 5.4867 | -5.3815 | 30.261 | -3.8172 | 31.3357 | -3.4893
5122 | 5.2439 | -1.4521 | 12.3367 | -6.8952 | 33.527 | -1.4662 | 28.8923 | -4.9695 | 68.3262 | 10.681 | 5.5046 | -5.3636 | 30.2592 | -3.8191 | 31.3524 | -3.4726
5123 | 5.2736 | -1.421 | 12.3627 | -6.8684 | 33.5452 | -1.446 | 28.8904 | -4.9712 | 68.2731 | 10.641 | 5.5225 | -5.3457 | 30.2468 | -3.8314 | 31.3519 | -3.4731
5124 | 5.3241 | -1.39 | 12.3886 | -6.8416 | 33.5628 | -1.4257 | 28.8885 | -4.9729 | 68.2866 | 10.601 | 5.5404 | -5.3278 | 30.2591 | -3.819 | 31.3627 | -3.4622
5125 | 5.3822 | -1.3274 | 12.4032 | -6.828 | 33.5801 | -1.4085 | 28.8947 | -4.9664 | 68.3245 | 10.6501 | 5.5767 | -5.2916 | 30.3181 | -3.76 | 31.5148 | -3.3101
5126 | 5.4403 | -1.2648 | 12.4159 | -6.8144 | 33.5975 | -1.3913 | 28.9009 | -4.96 | 68.3625 | 10.6992 | 5.6129 | -5.2553 | 30.2876 | -3.7905 | 31.4596 | -3.3653
5127 | 5.4984 | -1.2022 | 12.4286 | -6.8008 | 33.6149 | -1.3741 | 28.9071 | -4.9536 | 68.4004 | 10.7484 | 5.6492 | -5.2191 | 30.3282 | -3.7498 | 31.4886 | -3.3364
5128 | 5.5565 | -1.1397 | 12.4413 | -6.7872 | 33.6322 | -1.357 | 28.9133 | -4.9472 | 68.4384 | 10.7975 | 5.6855 | -5.1828 | 30.3298 | -3.7482 | 31.6312 | -3.1937
5129 | 5.6146 | -1.0771 | 12.454 | -6.7736 | 33.6496 | -1.3398 | 28.9196 | -4.9407 | 68.4763 | 10.8466 | 5.7217 | -5.1465 | 30.3748 | -3.7032 | 31.5536 | -3.2713
5130 | 5.654 | -1.0145 | 12.4667 | -6.76 | 33.6722 | -1.3226 | 28.9258 | -4.9343 | 68.5296 | 10.8958 | 5.758 | -5.1103 | 30.4107 | -3.6673 | 31.5985 | -3.2264
5131 | 5.6864 | -0.98554 | 12.4663 | -6.762 | 33.6969 | -1.2966 | 28.9585 | -4.9014 | 68.5886 | 10.9565 | 5.7773 | -5.0909 | 30.3246 | -3.7533 | 31.6238 | -3.2011
5132 | 5.7188 | -0.9566 | 12.4636 | -6.7641 | 33.7216 | -1.2707 | 28.9912 | -4.8684 | 68.6476 | 11.0173 | 5.7967 | -5.0716 | 30.401 | -3.6768 | 31.6933 | -3.1317
5133 | 5.7511 | -0.92767 | 12.461 | -6.7661 | 33.7463 | -1.2448 | 29.0239 | -4.8355 | 68.7067 | 11.0781 | 5.816 | -5.0522 | 30.524 | -3.5539 | 31.7743 | -3.0507
5134 | 5.7835 | -0.89874 | 12.4583 | -6.7681 | 33.771 | -1.2188 | 29.0567 | -4.8026 | 68.7657 | 11.1388 | 5.8354 | -5.0328 | 30.5191 | -3.5587 | 31.814 | -3.0109
5135 | 5.8158 | -0.8698 | 12.4557 | -6.7701 | 33.7956 | -1.1929 | 29.0894 | -4.7696 | 68.8247 | 11.1996 | 5.8548 | -5.0135 | 30.5588 | -3.519 | 31.8583 | -2.9666
5136 | 5.8441 | -0.84087 | 12.453 | -6.7721 | 33.8128 | -1.167 | 29.1221 | -4.7367 | 68.8766 | 11.2603 | 5.8741 | -4.9941 | 30.5799 | -3.4978 | 31.9251 | -2.8999
5137 | 5.8707 | -0.81383 | 12.4455 | -6.7793 | 33.8271 | -1.1541 | 29.1669 | -4.6917 | 68.9257 | 11.3083 | 5.885 | -4.9832 | 30.5986 | -3.4791 | 31.906 | -2.919
5138 | 5.8973 | -0.78678 | 12.4372 | -6.7865 | 33.8413 | -1.1412 | 29.2116 | -4.6468 | 68.9749 | 11.3562 | 5.8959 | -4.9723 | 30.5996 | -3.4781 | 32.0839 | -2.7411
5139 | 5.9239 | -0.75974 | 12.429 | -6.7937 | 33.8556 | -1.1283 | 29.2564 | -4.6018 | 69.024 | 11.4041 | 5.9068 | -4.9615 | 30.7348 | -3.3428 | 32.0608 | -2.7642
5140 | 5.9506 | -0.7327 | 12.4207 | -6.8009 | 33.8698 | -1.1154 | 29.3011 | -4.5569 | 69.0731 | 11.452 | 5.9177 | -4.9506 | 30.7507 | -3.3269 | 32.0571 | -2.7679
5141 | 5.9772 | -0.70565 | 12.4124 | -6.8081 | 33.8841 | -1.1025 | 29.3459 | -4.5119 | 69.1223 | 11.5 | 5.9286 | -4.9397 | 30.7663 | -3.3113 | 32.1715 | -2.6534
5142 | 5.9796 | -0.67861 | 12.4041 | -6.8153 | 33.8786 | -1.0897 | 29.3906 | -4.4669 | 69.1842 | 11.5479 | 5.9394 | -4.9288 | 30.8231 | -3.2544 | 32.264 | -2.5609
5143 | 5.9724 | -0.68973 | 12.3764 | -6.8459 | 33.8654 | -1.1062 | 29.4203 | -4.4371 | 69.2512 | 11.6179 | 5.9282 | -4.94 | 30.8608 | -3.2167 | 32.2445 | -2.5804
5144 | 5.9651 | -0.70086 | 12.3455 | -6.8764 | 33.8521 | -1.1228 | 29.4499 | -4.4072 | 69.3182 | 11.6878 | 5.917 | -4.9513 | 30.9077 | -3.1698 | 32.3895 | -2.4354
5145 | 5.9579 | -0.71198 | 12.3145 | -6.9069 | 33.8388 | -1.1394 | 29.4796 | -4.3774 | 69.3852 | 11.7578 | 5.9057 | -4.9625 | 31.0125 | -3.0649 | 32.3861 | -2.4388
5146 | 5.9507 | -0.72311 | 12.2836 | -6.9374 | 33.8256 | -1.1559 | 29.5092 | -4.3475 | 69.4522 | 11.8277 | 5.8945 | -4.9737 | 30.9933 | -3.0841 | 32.4546 | -2.3703
5147 | 5.9435 | -0.73423 | 12.2526 | -6.9679 | 33.8123 | -1.1725 | 29.5389 | -4.3176 | 69.5192 | 11.8977 | 5.8833 | -4.985 | 31.0918 | -2.9855 | 32.3994 | -2.4256
5148 | 5.9109 | -0.74535 | 12.2217 | -6.9984 | 33.8076 | -1.1891 | 29.5685 | -4.2878 | 69.6452 | 11.9676 | 5.872 | -4.9962 | 31.0414 | -3.0359 | 32.5084 | -2.3165
5149 | 5.868 | -0.79179 | 12.1944 | -7.0249 | 33.8063 | -1.1881 | 29.5886 | -4.2675 | 69.7954 | 12.1289 | 5.9016 | -4.9667 | 31.0316 | -3.0457 | 32.5235 | -2.3014
5150 | 5.8251 | -0.83823 | 12.1677 | -7.0514 | 33.805 | -1.1871 | 29.6087 | -4.2472 | 69.9455 | 12.2901 | 5.9312 | -4.9371 | 31.0506 | -3.0267 | 32.5493 | -2.2756
5151 | 5.7822 | -0.88467 | 12.141 | -7.078 | 33.8037 | -1.1861 | 29.6288 | -4.2269 | 70.0956 | 12.4514 | 5.9607 | -4.9075 | 31.0382 | -3.039 | 32.5818 | -2.2432
5152 | 5.7393 | -0.93111 | 12.1143 | -7.1045 | 33.8025 | -1.1851 | 29.6489 | -4.2066 | 70.2457 | 12.6126 | 5.9903 | -4.878 | 31.0095 | -3.0677 | 32.5825 | -2.2425
5153 | 5.6964 | -0.97755 | 12.0876 | -7.131 | 33.8012 | -1.1841 | 29.669 | -4.1863 | 70.3958 | 12.7738 | 6.0199 | -4.8484 | 31.0882 | -2.9889 | 32.5781 | -2.2469
5154 | 5.6449 | -1.024 | 12.0609 | -7.1575 | 33.7931 | -1.1831 | 29.689 | -4.166 | 70.4044 | 12.9351 | 6.0494 | -4.8188 | 30.9927 | -3.0844 | 32.6523 | -2.1727
5155 | 5.5898 | -1.0795 | 12.0462 | -7.1699 | 33.7821 | -1.1954 | 29.6932 | -4.1616 | 70.3539 | 12.8569 | 6.0506 | -4.8176 | 31.0477 | -3.0294 | 32.6159 | -2.209
5156 | 5.5347 | -1.135 | 12.0334 | -7.1824 | 33.7711 | -1.2077 | 29.6974 | -4.1573 | 70.3035 | 12.7786 | 6.0518 | -4.8165 | 31.0005 | -3.0765 | 32.6257 | -2.1992
5157 | 5.4796 | -1.1905 | 12.0206 | -7.1948 | 33.7602 | -1.2201 | 29.7015 | -4.1529 | 70.2531 | 12.7004 | 6.0529 | -4.8153 | 30.9612 | -3.1158 | 32.5883 | -2.2366
5158 | 5.4245 | -1.246 | 12.0078 | -7.2072 | 33.7492 | -1.2324 | 29.7057 | -4.1485 | 70.2027 | 12.6222 | 6.0541 | -4.8142 | 30.9329 | -3.144 | 32.6429 | -2.1821
5159 | 5.3695 | -1.3015 | 11.995 | -7.2197 | 33.7382 | -1.2447 | 29.7098 | -4.1442 | 70.1522 | 12.5439 | 6.0553 | -4.813 | 30.8852 | -3.1917 | 32.5707 | -2.2542
5160 | 5.3268 | -1.357 | 11.9822 | -7.2321 | 33.7317 | -1.2571 | 29.714 | -4.1398 | 70.1487 | 12.4657 | 6.0564 | -4.8118 | 30.8775 | -3.1994 | 32.5568 | -2.2681
5161 | 5.2895 | -1.3912 | 11.9754 | -7.237 | 33.7271 | -1.2604 | 29.7114 | -4.1421 | 70.1651 | 12.495 | 6.073 | -4.7953 | 30.7865 | -3.2903 | 32.5927 | -2.2323
5162 | 5.2522 | -1.4254 | 11.9695 | -7.2419 | 33.7226 | -1.2637 | 29.7089 | -4.1445 | 70.1815 | 12.5243 | 6.0896 | -4.7787 | 30.8667 | -3.2101 | 32.5381 | -2.2869
5163 | 5.2149 | -1.4595 | 11.9636 | -7.2468 | 33.718 | -1.267 | 29.7064 | -4.1468 | 70.198 | 12.5536 | 6.1062 | -4.7621 | 30.8241 | -3.2527 | 32.4868 | -2.3382
5164 | 5.1776 | -1.4937 | 11.9578 | -7.2517 | 33.7134 | -1.2704 | 29.7038 | -4.1491 | 70.2144 | 12.583 | 6.1228 | -4.7455 | 30.8117 | -3.2651 | 32.4632 | -2.3617
5165 | 5.1403 | -1.5279 | 11.9519 | -7.2565 | 33.7088 | -1.2737 | 29.7013 | -4.1514 | 70.2308 | 12.6123 | 6.1393 | -4.7289 | 30.7533 | -3.3234 | 32.3878 | -2.4372
5166 | 5.1178 | -1.562 | 11.946 | -7.2614 | 33.6887 | -1.277 | 29.6988 | -4.1538 | 70.1681 | 12.6416 | 6.1559 | -4.7123 | 30.6556 | -3.4211 | 32.2605 | -2.5644
5167 | 5.1018 | -1.575 | 11.9233 | -7.2863 | 33.6618 | -1.3068 | 29.6597 | -4.1926 | 70.0708 | 12.5281 | 6.1616 | -4.7067 | 30.6146 | -3.462 | 32.2821 | -2.5428
5168 | 5.0857 | -1.5879 | 11.8978 | -7.3113 | 33.6349 | -1.3366 | 29.6207 | -4.2314 | 69.9735 | 12.4145 | 6.1673 | -4.701 | 30.6352 | -3.4414 | 32.1851 | -2.6399
5169 | 5.0697 | -1.6008 | 11.8723 | -7.3362 | 33.608 | -1.3663 | 29.5817 | -4.2702 | 69.8762 | 12.301 | 6.1729 | -4.6953 | 30.6619 | -3.4147 | 32.255 | -2.57
5170 | 5.0537 | -1.6137 | 11.8468 | -7.3611 | 33.5811 | -1.3961 | 29.5427 | -4.309 | 69.7788 | 12.1874 | 6.1786 | -4.6897 | 30.5331 | -3.5435 | 32.1555 | -2.6694
5171 | 5.0376 | -1.6267 | 11.8213 | -7.386 | 33.5542 | -1.4259 | 29.5036 | -4.3478 | 69.6815 | 12.0739 | 6.1842 | -4.684 | 30.5873 | -3.4892 | 32.1346 | -2.6903
5172 | 5.0416 | -1.6396 | 11.7959 | -7.4109 | 33.5445 | -1.4556 | 29.4646 | -4.3866 | 69.5982 | 11.9603 | 6.1899 | -4.6784 | 30.5275 | -3.549 | 31.9841 | -2.8409
5173 | 5.0546 | -1.6225 | 11.7689 | -7.4376 | 33.5424 | -1.4538 | 29.4282 | -4.4228 | 69.5212 | 11.8884 | 6.18 | -4.6882 | 30.522 | -3.5544 | 32.0547 | -2.7703
5174 | 5.0675 | -1.6055 | 11.7418 | -7.4643 | 33.5404 | -1.452 | 29.3918 | -4.459 | 69.4442 | 11.8165 | 6.1702 | -4.6981 | 30.5725 | -3.5039 | 31.9919 | -2.8331
5175 | 5.0805 | -1.5884 | 11.7146 | -7.491 | 33.5384 | -1.4502 | 29.3555 | -4.4952 | 69.3671 | 11.7446 | 6.1603 | -4.7079 | 30.4849 | -3.5915 | 31.9128 | -2.9122
5176 | 5.0935 | -1.5714 | 11.6874 | -7.5177 | 33.5364 | -1.4484 | 29.3191 | -4.5313 | 69.2901 | 11.6727 | 6.1505 | -4.7178 | 30.525 | -3.5513 | 31.8722 | -2.9528
5177 | 5.1064 | -1.5543 | 11.6602 | -7.5444 | 33.5343 | -1.4466 | 29.2827 | -4.5675 | 69.2131 | 11.6008 | 6.1406 | -4.7276 | 30.578 | -3.4983 | 31.8362 | -2.9888
5178 | 5.1204 | -1.5373 | 11.6331 | -7.5711 | 33.5316 | -1.4448 | 29.2463 | -4.6037 | 69.125 | 11.5289 | 6.1307 | -4.7375 | 30.4991 | -3.5772 | 31.8406 | -2.9844
5179 | 5.135 | -1.5224 | 11.6081 | -7.5955 | 33.5286 | -1.4482 | 29.1743 | -4.6754 | 69.0319 | 11.4335 | 6.1344 | -4.7338 | 30.5647 | -3.5115 | 31.7781 | -3.0469
5180 | 5.1495 | -1.5074 | 11.5835 | -7.6198 | 33.5256 | -1.4516 | 29.1024 | -4.7472 | 68.9388 | 11.338 | 6.1381 | -4.7301 | 30.4151 | -3.6611 | 31.7207 | -3.1042
5181 | 5.164 | -1.4925 | 11.559 | -7.6441 | 33.5226 | -1.455 | 29.0304 | -4.819 | 68.8457 | 11.2426 | 6.1418 | -4.7265 | 30.5013 | -3.5748 | 31.7739 | -3.051
5182 | 5.1785 | -1.4776 | 11.5344 | -7.6685 | 33.5197 | -1.4583 | 28.9584 | -4.8907 | 68.7526 | 11.1471 | 6.1455 | -4.7228 | 30.4425 | -3.6336 | 31.6691 | -3.1558
5183 | 5.193 | -1.4627 | 11.5098 | -7.6928 | 33.5167 | -1.4617 | 28.8864 | -4.9625 | 68.6595 | 11.0516 | 6.1492 | -4.7191 | 30.4453 | -3.6308 | 31.6683 | -3.1566
5184 | 5.2158 | -1.4477 | 11.4852 | -7.7171 | 33.504 | -1.4651 | 28.8145 | -5.0343 | 68.6196 | 10.9562 | 6.1528 | -4.7154 | 30.4367 | -3.6394 | 31.5841 | -3.2409
5185 | 5.2424 | -1.4189 | 11.4712 | -7.7297 | 33.4868 | -1.4839 | 28.7653 | -5.0832 | 68.6046 | 10.9518 | 6.1546 | -4.7137 | 30.513 | -3.563 | 31.6981 | -3.1268
5186 | 5.269 | -1.3901 | 11.4589 | -7.7422 | 33.4696 | -1.5026 | 28.7162 | -5.1321 | 68.5896 | 10.9475 | 6.1563 | -4.7119 | 30.4637 | -3.6123 | 31.6365 | -3.1884
5187 | 5.2956 | -1.3613 | 11.4466 | -7.7547 | 33.4523 | -1.5214 | 28.667 | -5.1811 | 68.5746 | 10.9432 | 6.158 | -4.7102 | 30.4538 | -3.6221 | 31.5964 | -3.2285
5188 | 5.3222 | -1.3325 | 11.4343 | -7.7672 | 33.4351 | -1.5401 | 28.6179 | -5.23 | 68.5596 | 10.9389 | 6.1598 | -4.7085 | 30.4735 | -3.6025 | 31.6866 | -3.1383
5189 | 5.3488 | -1.3036 | 11.422 | -7.7798 | 33.4179 | -1.5589 | 28.5687 | -5.2789 | 68.5447 | 10.9346 | 6.1615 | -4.7067 | 30.4341 | -3.6418 | 31.6318 | -3.1931
5190 | 5.3781 | -1.2748 | 11.4097 | -7.7923 | 33.4064 | -1.5776 | 28.5196 | -5.3279 | 68.5715 | 10.9303 | 6.1632 | -4.705 | 30.5797 | -3.4961 | 31.6343 | -3.1906
5191 | 5.4086 | -1.2433 | 11.4257 | -7.7714 | 33.3975 | -1.585 | 28.4977 | -5.3496 | 68.6184 | 10.984 | 6.1764 | -4.6919 | 30.6043 | -3.4716 | 31.6561 | -3.1689
5192 | 5.4392 | -1.2118 | 11.4462 | -7.7504 | 33.3887 | -1.5924 | 28.4758 | -5.3712 | 68.6652 | 11.0378 | 6.1895 | -4.6787 | 30.5823 | -3.4935 | 31.6689 | -3.1561
5193 | 5.4698 | -1.1802 | 11.4666 | -7.7295 | 33.3798 | -1.5997 | 28.4539 | -5.3929 | 68.7121 | 11.0915 | 6.2027 | -4.6656 | 30.5177 | -3.5581 | 31.6749 | -3.1501
5194 | 5.5004 | -1.1487 | 11.4871 | -7.7086 | 33.371 | -1.6071 | 28.4321 | -5.4145 | 68.759 | 11.1453 | 6.2158 | -4.6524 | 30.589 | -3.4867 | 31.7248 | -3.1001
5195 | 5.5309 | -1.1172 | 11.5075 | -7.6877 | 33.3622 | -1.6144 | 28.4102 | -5.4362 | 68.8059 | 11.199 | 6.229 | -4.6393 | 30.6625 | -3.4132 | 31.7402 | -3.0847
5196 | 5.5784 | -1.0857 | 11.528 | -7.6667 | 33.372 | -1.6218 | 28.3883 | -5.4579 | 68.8515 | 11.2528 | 6.2421 | -4.6261 | 30.6307 | -3.4449 | 31.763 | -3.0619
5197 | 5.6342 | -1.0261 | 11.5499 | -7.6441 | 33.391 | -1.5992 | 28.4175 | -5.4284 | 68.8964 | 11.297 | 6.2311 | -4.6372 | 30.6579 | -3.4178 | 31.8437 | -2.9813
5198 | 5.6899 | -0.96659 | 11.5721 | -7.6214 | 33.41 | -1.5767 | 28.4467 | -5.399 | 68.9413 | 11.3412 | 6.22 | -4.6482 | 30.6907 | -3.3849 | 31.8233 | -3.0016
5199 | 5.7457 | -0.90706 | 11.5943 | -7.5987 | 33.429 | -1.5542 | 28.476 | -5.3696 | 68.9863 | 11.3854 | 6.209 | -4.6592 | 30.7067 | -3.3689 | 31.8897 | -2.9352
5200 | 5.8014 | -0.84753 | 11.6165 | -7.5761 | 33.448 | -1.5316 | 28.5052 | -5.3401 | 69.0312 | 11.4296 | 6.198 | -4.6703 | 30.6878 | -3.3877 | 31.973 | -2.8519
5201 | 5.8572 | -0.78799 | 11.6387 | -7.5534 | 33.467 | -1.5091 | 28.5344 | -5.3107 | 69.0762 | 11.4738 | 6.1869 | -4.6813 | 30.7582 | -3.3172 | 31.994 | -2.8309
5202 | 5.8977 | -0.72846 | 11.6608 | -7.5308 | 33.4827 | -1.4866 | 28.5636 | -5.2813 | 69.14 | 11.518 | 6.1759 | -4.6923 | 30.7229 | -3.3526 | 32.0719 | -2.753
5203 | 5.9307 | -0.69813 | 11.6849 | -7.5056 | 33.4967 | -1.4734 | 28.611 | -5.2337 | 69.2133 | 11.5954 | 6.1866 | -4.6817 | 30.7945 | -3.2809 | 32.0499 | -2.7751
5204 | 5.9636 | -0.6678 | 11.7092 | -7.4805 | 33.5107 | -1.4601 | 28.6583 | -5.1862 | 69.2866 | 11.6727 | 6.1973 | -4.671 | 30.8484 | -3.227 | 32.1537 | -2.6712
5205 | 5.9965 | -0.63747 | 11.7336 | -7.4554 | 33.5248 | -1.4469 | 28.7056 | -5.1387 | 69.3599 | 11.75 | 6.2079 | -4.6603 | 30.9034 | -3.1719 | 32.1676 | -2.6574
5206 | 6.0294 | -0.60714 | 11.7579 | -7.4303 | 33.5388 | -1.4337 | 28.7529 | -5.0912 | 69.4333 | 11.8273 | 6.2186 | -4.6496 | 30.849 | -3.2264 | 32.1643 | -2.6606
5207 | 6.0624 | -0.57681 | 11.7822 | -7.4051 | 33.5529 | -1.4205 | 28.8002 | -5.0436 | 69.5066 | 11.9046 | 6.2293 | -4.639 | 30.8735 | -3.2018 | 32.2866 | -2.5383
5208 | 6.0615 | -0.54647 | 11.8066 | -7.38 | 33.5911 | -1.4073 | 28.8475 | -4.9961 | 69.6662 | 11.982 | 6.24 | -4.6283 | 30.8902 | -3.185 | 32.2739 | -2.551
5209 | 6.0433 | -0.56996 | 11.8203 | -7.3671 | 33.6417 | -1.3518 | 28.9159 | -4.9275 | 69.8701 | 12.2019 | 6.2526 | -4.6156 | 31.0558 | -3.0194 | 32.3874 | -2.4375
5210 | 6.0251 | -0.59344 | 11.8324 | -7.3541 | 33.6924 | -1.2963 | 28.9843 | -4.8589 | 70.074 | 12.4219 | 6.2652 | -4.603 | 30.9953 | -3.0799 | 32.3827 | -2.4422
5211 | 6.0069 | -0.61692 | 11.8445 | -7.3412 | 33.743 | -1.2408 | 29.0527 | -4.7903 | 70.2779 | 12.6418 | 6.2779 | -4.5904 | 30.9915 | -3.0836 | 32.411 | -2.4139
5212 | 5.9887 | -0.6404 | 11.8567 | -7.3283 | 33.7937 | -1.1853 | 29.121 | -4.7217 | 70.4819 | 12.8617 | 6.2905 | -4.5777 | 31.0443 | -3.0308 | 32.5498 | -2.2751
5213 | 5.9705 | -0.66388 | 11.8688 | -7.3153 | 33.8443 | -1.1298 | 29.1894 | -4.6531 | 70.6858 | 13.0817 | 6.3031 | -4.5651 | 31.0649 | -3.0101 | 32.5792 | -2.2457
5214 | 5.9528 | -0.68736 | 11.8809 | -7.3024 | 33.868 | -1.0743 | 29.2578 | -4.5845 | 70.7645 | 13.3016 | 6.3158 | -4.5525 | 31.1082 | -2.9668 | 32.6332 | -2.1917
5215 | 5.9354 | -0.70325 | 11.8815 | -7.3029 | 33.8776 | -1.0702 | 29.297 | -4.5451 | 70.7775 | 13.2897 | 6.3117 | -4.5565 | 31.0746 | -3.0004 | 32.7949 | -2.03
5216 | 5.9181 | -0.71915 | 11.8804 | -7.3034 | 33.8872 | -1.066 | 29.3362 | -4.5057 | 70.7905 | 13.2777 | 6.3077 | -4.5605 | 31.0935 | -2.9815 | 32.7943 | -2.0306
5217 | 5.9007 | -0.73504 | 11.8793 | -7.304 | 33.8967 | -1.0618 | 29.3754 | -4.4664 | 70.8036 | 13.2657 | 6.3037 | -4.5645 | 31.1557 | -2.9193 | 32.9044 | -1.9205
5218 | 5.8833 | -0.75094 | 11.8781 | -7.3045 | 33.9063 | -1.0576 | 29.4145 | -4.427 | 70.8166 | 13.2537 | 6.2997 | -4.5685 | 31.1691 | -2.9058 | 32.8755 | -1.9494
5219 | 5.866 | -0.76683 | 11.877 | -7.305 | 33.9159 | -1.0535 | 29.4537 | -4.3876 | 70.8296 | 13.2418 | 6.2957 | -4.5725 | 31.1915 | -2.8834 | 32.996 | -1.8289
5220 | 5.8162 | -0.78273 | 11.8759 | -7.3055 | 33.9205 | -1.0493 | 29.4929 | -4.3482 | 70.7783 | 13.2298 | 6.2917 | -4.5766 | 31.2066 | -2.8682 | 33.0262 | -1.7987
5221 | 5.7492 | -0.8553 | 11.8718 | -7.3095 | 33.9224 | -1.0474 | 29.5233 | -4.3176 | 70.6926 | 13.1355 | 6.3298 | -4.5385 | 31.2455 | -2.8293 | 32.9563 | -1.8686
5222 | 5.6821 | -0.92787 | 11.8672 | -7.3135 | 33.9244 | -1.0455 | 29.5537 | -4.287 | 70.6069 | 13.0412 | 6.3679 | -4.5004 | 31.1796 | -2.8952 | 32.9935 | -1.8314
5223 | 5.615 | -1.0004 | 11.8626 | -7.3175 | 33.9264 | -1.0435 | 29.584 | -4.2564 | 70.5212 | 12.9469 | 6.406 | -4.4623 | 31.1829 | -2.8918 | 33.0605 | -1.7644
5224 | 5.5479 | -1.073 | 11.858 | -7.3215 | 33.9283 | -1.0416 | 29.6144 | -4.2258 | 70.4355 | 12.8526 | 6.4441 | -4.4242 | 31.1355 | -2.9392 | 33.0406 | -1.7843
5225 | 5.4809 | -1.1456 | 11.8535 | -7.3255 | 33.9303 | -1.0397 | 29.6448 | -4.1952 | 70.3498 | 12.7583 | 6.4821 | -4.3861 | 31.1378 | -2.9368 | 33.0212 | -1.8038
5226 | 5.4219 | -1.2181 | 11.8489 | -7.3295 | 33.924 | -1.0378 | 29.6752 | -4.1646 | 70.2971 | 12.664 | 6.5202 | -4.348 | 31.0228 | -3.0519 | 33.0052 | -1.8197
5227 | 5.3673 | -1.2698 | 11.8422 | -7.336 | 33.9133 | -1.0498 | 29.6627 | -4.1769 | 70.2626 | 12.6371 | 6.5441 | -4.3242 | 31.0575 | -3.0171 | 32.9551 | -1.8698
5228 | 5.3128 | -1.3214 | 11.8352 | -7.3424 | 33.9026 | -1.0618 | 29.6502 | -4.1892 | 70.2281 | 12.6101 | 6.5679 | -4.3003 | 31.0907 | -2.9839 | 33.0159 | -1.809
5229 | 5.2582 | -1.3731 | 11.8282 | -7.3489 | 33.8919 | -1.0738 | 29.6377 | -4.2015 | 70.1936 | 12.5832 | 6.5917 | -4.2765 | 31.0223 | -3.0522 | 32.9375 | -1.8874
5230 | 5.2037 | -1.4247 | 11.8212 | -7.3553 | 33.8812 | -1.0859 | 29.6251 | -4.2138 | 70.1591 | 12.5563 | 6.6155 | -4.2527 | 30.9893 | -3.0852 | 32.88 | -1.9449
5231 | 5.1491 | -1.4764 | 11.8143 | -7.3618 | 33.8705 | -1.0979 | 29.6126 | -4.2261 | 70.1246 | 12.5294 | 6.6394 | -4.2289 | 30.9341 | -3.1403 | 32.8755 | -1.9494
5232 | 5.1024 | -1.528 | 11.8073 | -7.3683 | 33.8444 | -1.1099 | 29.6001 | -4.2384 | 70.0278 | 12.5025 | 6.6632 | -4.205 | 30.9353 | -3.1391 | 32.84 | -1.9849
5233 | 5.0601 | -1.5686 | 11.7999 | -7.375 | 33.8097 | -1.147 | 29.5678 | -4.2705 | 69.8959 | 12.3585 | 6.6886 | -4.1796 | 30.8909 | -3.1835 | 32.843 | -1.9819
5234 | 5.0177 | -1.6091 | 11.7926 | -7.3817 | 33.7751 | -1.1842 | 29.5355 | -4.3026 | 69.7641 | 12.2145 | 6.7141 | -4.1541 | 30.8518 | -3.2226 | 32.7731 | -2.0518
5235 | 4.9754 | -1.6496 | 11.7852 | -7.3885 | 33.7404 | -1.2213 | 29.5032 | -4.3347 | 69.6323 | 12.0705 | 6.7396 | -4.1287 | 30.8296 | -3.2447 | 32.6797 | -2.1452
5236 | 4.933 | -1.6901 | 11.7778 | -7.3952 | 33.7057 | -1.2584 | 29.4708 | -4.3668 | 69.5004 | 11.9265 | 6.765 | -4.1032 | 30.8137 | -3.2607 | 32.7733 | -2.0516
5237 | 4.8907 | -1.7306 | 11.7704 | -7.402 | 33.6711 | -1.2956 | 29.4385 | -4.399 | 69.3686 | 11.7826 | 6.7904 | -4.0778 | 30.7876 | -3.2867 | 32.6327 | -2.1922
5238 | 4.8651 | -1.7711 | 11.763 | -7.4087 | 33.6585 | -1.3327 | 29.4062 | -4.4311 | 69.3113 | 11.6386 | 6.8159 | -4.0523 | 30.8054 | -3.2689 | 32.5453 | -2.2796
5239 | 4.8492 | -1.7834 | 11.7508 | -7.4207 | 33.6586 | -1.328 | 29.3658 | -4.4713 | 69.2967 | 11.6397 | 6.8294 | -4.0388 | 30.764 | -3.3102 | 32.4432 | -2.3817
5240 | 4.8333 | -1.7956 | 11.7379 | -7.4328 | 33.6586 | -1.3233 | 29.3254 | -4.5115 | 69.2821 | 11.6407 | 6.8429 | -4.0253 | 30.6648 | -3.4094 | 32.3731 | -2.4518
5241 | 4.8174 | -1.8079 | 11.725 | -7.4448 | 33.6587 | -1.3186 | 29.2849 | -4.5517 | 69.2675 | 11.6418 | 6.8564 | -4.0118 | 30.6623 | -3.4119 | 32.3845 | -2.4404
5242 | 4.8015 | -1.8201 | 11.7121 | -7.4568 | 33.6588 | -1.3139 | 29.2445 | -4.5919 | 69.2529 | 11.6429 | 6.87 | -3.9983 | 30.651 | -3.4231 | 32.3513 | -2.4737
5243 | 4.7857 | -1.8324 | 11.6992 | -7.4689 | 33.6588 | -1.3092 | 29.2041 | -4.632 | 69.2382 | 11.644 | 6.8835 | -3.9848 | 30.6727 | -3.4014 | 32.2326 | -2.5924
5244 | 4.7982 | -1.8447 | 11.6863 | -7.4809 | 33.6361 | -1.3045 | 29.1637 | -4.6722 | 69.2148 | 11.6451 | 6.897 | -3.9712 | 30.6215 | -3.4525 | 32.1463 | -2.6786
5245 | 4.8275 | -1.8098 | 11.6596 | -7.5097 | 33.5999 | -1.3452 | 29.0981 | -4.7377 | 69.1862 | 11.6133 | 6.9232 | -3.945 | 30.614 | -3.46 | 32.1369 | -2.688
5246 | 4.8568 | -1.7749 | 11.631 | -7.5385 | 33.5638 | -1.3859 | 29.0325 | -4.8031 | 69.1576 | 11.5816 | 6.9494 | -3.9188 | 30.5597 | -3.5143 | 32.1549 | -2.67
5247 | 4.886 | -1.7401 | 11.6023 | -7.5673 | 33.5277 | -1.4266 | 28.9668 | -4.8685 | 69.1289 | 11.5499 | 6.9757 | -3.8926 | 30.5694 | -3.5045 | 32.0758 | -2.7491
5248 | 4.9153 | -1.7052 | 11.5737 | -7.5962 | 33.4915 | -1.4673 | 28.9012 | -4.9339 | 69.1003 | 11.5182 | 7.0019 | -3.8664 | 30.5183 | -3.5556 | 32.0247 | -2.8002
5249 | 4.9445 | -1.6704 | 11.5451 | -7.625 | 33.4554 | -1.508 | 28.8356 | -4.9993 | 69.0717 | 11.4864 | 7.0281 | -3.8401 | 30.5164 | -3.5575 | 32.0859 | -2.739
5250 | 4.9586 | -1.6355 | 11.5164 | -7.6538 | 33.4137 | -1.5487 | 28.77 | -5.0647 | 69.0297 | 11.4547 | 7.0543 | -3.8139 | 30.6242 | -3.4496 | 32.0541 | -2.7708
5251 | 4.9635 | -1.6333 | 11.5167 | -7.6489 | 33.3687 | -1.594 | 28.7016 | -5.1329 | 68.9796 | 11.4029 | 6.9996 | -3.8687 | 30.562 | -3.5118 | 32.0146 | -2.8103
5252 | 4.9685 | -1.6311 | 11.5212 | -7.644 | 33.3237 | -1.6393 | 28.6332 | -5.2011 | 68.9296 | 11.3511 | 6.9449 | -3.9234 | 30.5183 | -3.5555 | 32.0189 | -2.806
5253 | 4.9734 | -1.629 | 11.5256 | -7.6391 | 33.2786 | -1.6846 | 28.5648 | -5.2692 | 68.8795 | 11.2993 | 6.8901 | -3.9781 | 30.68 | -3.3937 | 31.9375 | -2.8874
5254 | 4.9784 | -1.6268 | 11.5301 | -7.6342 | 33.2336 | -1.7299 | 28.4964 | -5.3374 | 68.8294 | 11.2474 | 6.8354 | -4.0328 | 30.6782 | -3.3955 | 31.8672 | -2.9577
5255 | 4.9833 | -1.6246 | 11.5345 | -7.6293 | 33.1886 | -1.7752 | 28.428 | -5.4056 | 68.7794 | 11.1956 | 6.7807 | -4.0876 | 30.6495 | -3.4242 | 31.9067 | -2.9182
5256 | 4.9836 | -1.6224 | 11.539 | -7.6244 | 33.1535 | -1.8205 | 28.3596 | -5.4738 | 68.7939 | 11.1438 | 6.7259 | -4.1423 | 30.6458 | -3.4279 | 31.8663 | -2.9586
5257 | 4.9812 | -1.6247 | 11.547 | -7.6155 | 33.1244 | -1.8475 | 28.3165 | -5.5166 | 68.848 | 11.2105 | 6.7025 | -4.1658 | 30.7252 | -3.3484 | 31.9082 | -2.9167
5258 | 4.9787 | -1.627 | 11.5555 | -7.6065 | 33.0953 | -1.8745 | 28.2735 | -5.5595 | 68.9021 | 11.2771 | 6.679 | -4.1892 | 30.6181 | -3.4554 | 31.964 | -2.8609
5259 | 4.9762 | -1.6293 | 11.5641 | -7.5975 | 33.0663 | -1.9014 | 28.2304 | -5.6024 | 68.9561 | 11.3438 | 6.6556 | -4.2127 | 30.5926 | -3.481 | 31.9668 | -2.858
5260 | 4.9737 | -1.6316 | 11.5726 | -7.5886 | 33.0372 | -1.9284 | 28.1873 | -5.6452 | 69.0102 | 11.4104 | 6.6321 | -4.2361 | 30.6762 | -3.3973 | 31.9598 | -2.865
5261 | 4.9713 | -1.6339 | 11.5811 | -7.5796 | 33.0081 | -1.9554 | 28.1442 | -5.6881 | 69.0643 | 11.477 | 6.6087 | -4.2596 | 30.685 | -3.3885 | 32.0182 | -2.8067
5262 | 4.9748 | -1.6361 | 11.5897 | -7.5706 | 32.9926 | -1.9823 | 28.1011 | -5.731 | 69.102 | 11.5437 | 6.5852 | -4.283 | 30.7115 | -3.3619 | 32.037 | -2.7879
5263 | 4.9822 | -1.627 | 11.6023 | -7.5572 | 32.9856 | -1.9869 | 28.1073 | -5.7246 | 69.1295 | 11.5671 | 6.5737 | -4.2946 | 30.6943 | -3.3791 | 32.0575 | -2.7673
5264 | 4.9895 | -1.6178 | 11.6156 | -7.5437 | 32.9786 | -1.9914 | 28.1135 | -5.7182 | 69.1571 | 11.5906 | 6.5621 | -4.3061 | 30.6635 | -3.4099 | 32.0659 | -2.759
5265 | 4.9968 | -1.6087 | 11.6288 | -7.5303 | 32.9715 | -1.9959 | 28.1196 | -5.7118 | 69.1846 | 11.614 | 6.5506 | -4.3176 | 30.7514 | -3.322 | 32.0766 | -2.7483
5266 | 5.0042 | -1.5995 | 11.6421 | -7.5168 | 32.9645 | -2.0004 | 28.1258 | -5.7055 | 69.2122 | 11.6375 | 6.5391 | -4.3292 | 30.718 | -3.3554 | 32.0844 | -2.7405
5267 | 5.0115 | -1.5903 | 11.6553 | -7.5034 | 32.9575 | -2.005 | 28.132 | -5.6991 | 69.2397 | 11.6609 | 6.5275 | -4.3407 | 30.8602 | -3.213 | 32.1321 | -2.6928
5268 | 5.0099 | -1.5812 | 11.6686 | -7.4899 | 32.9683 | -2.0095 | 28.1381 | -5.6927 | 69.2841 | 11.6844 | 6.516 | -4.3523 | 30.788 | -3.2852 | 32.1992 | -2.6257
5269 | 5.0024 | -1.5897 | 11.6949 | -7.4607 | 32.9906 | -1.984 | 28.1743 | -5.6563 | 69.3392 | 11.7435 | 6.5132 | -4.3551 | 30.859 | -3.2142 | 32.2149 | -2.6099
5270 | 4.995 | -1.5983 | 11.7231 | -7.4314 | 33.0128 | -1.9585 | 28.2104 | -5.62 | 69.3944 | 11.8026 | 6.5104 | -4.3579 | 30.8689 | -3.2043 | 32.2377 | -2.5872
5271 | 4.9876 | -1.6069 | 11.7513 | -7.4022 | 33.0351 | -1.933 | 28.2466 | -5.5836 | 69.4495 | 11.8617 | 6.5076 | -4.3607 | 30.8313 | -3.2419 | 32.3431 | -2.4817
5272 | 4.9801 | -1.6155 | 11.7795 | -7.3729 | 33.0573 | -1.9075 | 28.2827 | -5.5472 | 69.5047 | 11.9208 | 6.5047 | -4.3635 | 30.8684 | -3.2047 | 32.2967 | -2.5282
5273 | 4.9727 | -1.6241 | 11.8077 | -7.3436 | 33.0796 | -1.8819 | 28.3189 | -5.5109 | 69.5598 | 11.9799 | 6.5019 | -4.3663 | 30.9086 | -3.1645 | 32.3943 | -2.4306
5274 | 4.9713 | -1.6327 | 11.8359 | -7.3144 | 33.1095 | -1.8564 | 28.355 | -5.4745 | 69.612 | 12.039 | 6.4991 | -4.3691 | 30.9046 | -3.1685 | 32.3941 | -2.4308
5275 | 4.9739 | -1.6282 | 11.841 | -7.3116 | 33.1444 | -1.8203 | 28.4496 | -5.3798 | 69.6623 | 12.0887 | 6.498 | -4.3703 | 30.9479 | -3.1251 | 32.4683 | -2.3566
5276 | 4.9764 | -1.6236 | 11.8428 | -7.3088 | 33.1793 | -1.7841 | 28.5441 | -5.285 | 69.7126 | 12.1383 | 6.4968 | -4.3715 | 30.9291 | -3.1439 | 32.5333 | -2.2916
5277 | 4.979 | -1.6191 | 11.8446 | -7.3061 | 33.2142 | -1.7479 | 28.6387 | -5.1902 | 69.7628 | 12.188 | 6.4956 | -4.3727 | 30.9082 | -3.1648 | 32.5484 | -2.2765
5278 | 4.9815 | -1.6146 | 11.8465 | -7.3033 | 33.2491 | -1.7117 | 28.7332 | -5.0955 | 69.8131 | 12.2377 | 6.4944 | -4.3739 | 31.0836 | -2.9893 | 32.5988 | -2.2261
5279 | 4.9841 | -1.6101 | 11.8483 | -7.3005 | 33.284 | -1.6755 | 28.8278 | -5.0007 | 69.8634 | 12.2873 | 6.4932 | -4.375 | 30.9773 | -3.0955 | 32.6871 | -2.1377
5280 | 4.9874 | -1.6055 | 11.8502 | -7.2978 | 33.3264 | -1.6393 | 28.9223 | -4.9059 | 69.9869 | 12.337 | 6.492 | -4.3762 | 31.0077 | -3.0651 | 32.6565 | -2.1683
5281 | 4.9912 | -1.6011 | 11.8342 | -7.3151 | 33.3739 | -1.5904 | 28.9952 | -4.8328 | 70.1591 | 12.5232 | 6.4969 | -4.3714 | 31.0065 | -3.0663 | 32.8579 | -1.967
5282 | 4.995 | -1.5966 | 11.8159 | -7.3324 | 33.4214 | -1.5414 | 29.0681 | -4.7597 | 70.3313 | 12.7094 | 6.5017 | -4.3665 | 31.082 | -2.9908 | 32.7839 | -2.041
5283 | 4.9988 | -1.5922 | 11.7975 | -7.3497 | 33.4688 | -1.4925 | 29.141 | -4.6866 | 70.5035 | 12.8956 | 6.5066 | -4.3617 | 31.0152 | -3.0576 | 32.7681 | -2.0568
5284 | 5.0026 | -1.5877 | 11.7792 | -7.3671 | 33.5163 | -1.4436 | 29.2139 | -4.6135 | 70.6757 | 13.0818 | 6.5114 | -4.3568 | 31.0307 | -3.042 | 32.7324 | -2.0924
5285 | 5.0064 | -1.5833 | 11.7608 | -7.3844 | 33.5638 | -1.3946 | 29.2868 | -4.5404 | 70.848 | 13.268 | 6.5163 | -4.352 | 31.0882 | -2.9845 | 32.9106 | -1.9142
5286 | 5.0007 | -1.5788 | 11.7425 | -7.4017 | 33.6163 | -1.3457 | 29.3597 | -4.4673 | 70.9053 | 13.4542 | 6.5211 | -4.3471 | 31.157 | -2.9157 | 32.8984 | -1.9264
5287 | 4.9885 | -1.5922 | 11.7026 | -7.4442 | 33.6723 | -1.2886 | 29.4375 | -4.3893 | 70.8848 | 13.4113 | 6.513 | -4.3553 | 31.074 | -2.9987 | 32.9648 | -1.8601
5288 | 4.9763 | -1.6055 | 11.6598 | -7.4867 | 33.7283 | -1.2316 | 29.5153 | -4.3113 | 70.8642 | 13.3683 | 6.5048 | -4.3634 | 31.148 | -2.9245 | 32.9925 | -1.8324
5289 | 4.9641 | -1.6188 | 11.617 | -7.5292 | 33.7844 | -1.1746 | 29.5931 | -4.2333 | 70.8436 | 13.3253 | 6.4966 | -4.3716 | 31.0759 | -2.9967 | 32.9187 | -1.9062
5290 | 4.9519 | -1.6321 | 11.5742 | -7.5717 | 33.8404 | -1.1176 | 29.6709 | -4.1553 | 70.823 | 13.2823 | 6.4885 | -4.3798 | 31.1542 | -2.9183 | 32.9796 | -1.8453
5291 | 4.9397 | -1.6454 | 11.5314 | -7.6142 | 33.8964 | -1.0606 | 29.7486 | -4.0773 | 70.8025 | 13.2394 | 6.4803 | -4.3879 | 31.1114 | -2.9611 | 33.0282 | -1.7966
5292 | 4.9066 | -1.6587 | 11.4886 | -7.6567 | 33.9314 | -1.0035 | 29.8264 | -3.9992 | 70.753 | 13.1964 | 6.4721 | -4.3961 | 31.0688 | -3.0037 | 32.9016 | -1.9233
5293 | 4.8591 | -1.7092 | 11.4563 | -7.6876 | 33.952 | -0.98677 | 29.865 | -3.9605 | 70.6836 | 13.1245 | 6.5003 | -4.3679 | 31.0965 | -2.9759 | 32.9357 | -1.8891
5294 | 4.8116 | -1.7598 | 11.4253 | -7.7185 | 33.9725 | -0.96999 | 29.9035 | -3.9217 | 70.6142 | 13.0525 | 6.5285 | -4.3398 | 31.0151 | -3.0573 | 32.9038 | -1.921
5295 | 4.7641 | -1.8103 | 11.3944 | -7.7493 | 33.993 | -0.95321 | 29.9421 | -3.883 | 70.5448 | 12.9806 | 6.5566 | -4.3116 | 31.0284 | -3.0439 | 32.9447 | -1.8801
5296 | 4.7166 | -1.8608 | 11.3635 | -7.7802 | 34.0136 | -0.93643 | 29.9806 | -3.8442 | 70.4753 | 12.9087 | 6.5848 | -4.2835 | 31.0142 | -3.0581 | 32.8412 | -1.9837
5297 | 4.6691 | -1.9113 | 11.3325 | -7.8111 | 34.0341 | -0.91965 | 30.0192 | -3.8054 | 70.4059 | 12.8368 | 6.6129 | -4.2553 | 31.0003 | -3.072 | 32.8256 | -1.9993
5298 | 4.6472 | -1.9618 | 11.3016 | -7.842 | 34.0354 | -0.90287 | 30.0577 | -3.7667 | 70.3307 | 12.7648 | 6.6411 | -4.2272 | 31.0936 | -2.9786 | 32.7584 | -2.0665
5299 | 4.6433 | -1.9599 | 11.2918 | -7.8486 | 34.023 | -0.91813 | 30.0278 | -3.7964 | 70.2513 | 12.685 | 6.6691 | -4.1992 | 30.9732 | -3.099 | 32.7228 | -2.102
5300 | 4.6395 | -1.9579 | 11.2848 | -7.8551 | 34.0107 | -0.9334 | 29.9978 | -3.8262 | 70.1719 | 12.6052 | 6.6971 | -4.1711 | 30.9816 | -3.0906 | 32.6584 | -2.1665
5301 | 4.6357 | -1.956 | 11.2778 | -7.8617 | 33.9984 | -0.94866 | 29.9678 | -3.856 | 70.0925 | 12.5253 | 6.7251 | -4.1431 | 30.8768 | -3.1954 | 32.62 | -2.2049
5302 | 4.6319 | -1.954 | 11.2708 | -7.8683 | 33.986 | -0.96392 | 29.9378 | -3.8857 | 70.013 | 12.4455 | 6.7531 | -4.1151 | 30.9429 | -3.1292 | 32.5042 | -2.3207
5303 | 4.6281 | -1.9521 | 11.2638 | -7.8748 | 33.9737 | -0.97919 | 29.9078 | -3.9155 | 69.9336 | 12.3656 | 6.7811 | -4.0871 | 30.8227 | -3.2494 | 32.3955 | -2.4293
5304 | 4.625 | -1.9501 | 11.2568 | -7.8814 | 33.9569 | -0.99445 | 29.8778 | -3.9453 | 69.8396 | 12.2858 | 6.8091 | -4.0591 | 30.9045 | -3.1676 | 32.4783 | -2.3466
5305 | 4.6225 | -1.9525 | 11.2546 | -7.8828 | 33.9369 | -1.0147 | 29.8098 | -4.0131 | 69.7351 | 12.179 | 6.8578 | -4.0104 | 30.7522 | -3.3199 | 32.283 | -2.5418
5306 | 4.6199 | -1.9548 | 11.2529 | -7.8841 | 33.9169 | -1.035 | 29.7418 | -4.0809 | 69.6305 | 12.0721 | 6.9065 | -3.9617 | 30.8096 | -3.2624 | 32.2578 | -2.5671
5307 | 4.6174 | -1.9571 | 11.2513 | -7.8855 | 33.897 | -1.0552 | 29.6738 | -4.1487 | 69.5259 | 11.9653 | 6.9552 | -3.9131 | 30.8055 | -3.2665 | 32.1861 | -2.6388
5308 | 4.6148 | -1.9594 | 11.2496 | -7.8868 | 33.877 | -1.0755 | 29.6058 | -4.2165 | 69.4213 | 11.8584 | 7.0039 | -3.8644 | 30.8409 | -3.231 | 32.0514 | -2.7734
5309 | 4.6123 | -1.9617 | 11.248 | -7.8882 | 33.857 | -1.0957 | 29.5378 | -4.2843 | 69.3168 | 11.7516 | 7.0526 | -3.8157 | 30.6926 | -3.3793 | 32.059 | -2.7659
5310 | 4.6236 | -1.964 | 11.2464 | -7.8895 | 33.8296 | -1.116 | 29.4697 | -4.3521 | 69.2518 | 11.6448 | 7.1013 | -3.767 | 30.5617 | -3.5102 | 32.0441 | -2.7808
5311 | 4.6452 | -1.9391 | 11.2552 | -7.8782 | 33.7967 | -1.15 | 29.4152 | -4.4064 | 69.2161 | 11.617 | 7.1424 | -3.7258 | 30.8406 | -3.2313 | 32.0227 | -2.8022
5312 | 4.6668 | -1.9143 | 11.2655 | -7.867 | 33.7638 | -1.184 | 29.3607 | -4.4607 | 69.1804 | 11.5892 | 7.1836 | -3.6846 | 30.6915 | -3.3803 | 31.8517 | -2.9732
5313 | 4.6884 | -1.8895 | 11.2757 | -7.8557 | 33.7309 | -1.218 | 29.3061 | -4.515 | 69.1447 | 11.5614 | 7.2248 | -3.6435 | 30.7107 | -3.361 | 31.9524 | -2.8724
5314 | 4.7099 | -1.8647 | 11.286 | -7.8445 | 33.698 | -1.252 | 29.2516 | -4.5694 | 69.109 | 11.5336 | 7.2659 | -3.6023 | 30.6832 | -3.3886 | 31.8312 | -2.9936
5315 | 4.7315 | -1.8398 | 11.2962 | -7.8332 | 33.6651 | -1.286 | 29.1971 | -4.6237 | 69.0733 | 11.5058 | 7.3071 | -3.5612 | 30.6923 | -3.3794 | 31.8505 | -2.9744
5316 | 4.7636 | -1.815 | 11.3064 | -7.8219 | 33.6377 | -1.32 | 29.1425 | -4.678 | 69.0523 | 11.478 | 7.3483 | -3.52 | 30.7155 | -3.3562 | 31.8149 | -3.01
5317 | 4.8035 | -1.7728 | 11.2944 | -7.8366 | 33.6144 | -1.342 | 29.0785 | -4.7418 | 69.0424 | 11.4703 | 7.3438 | -3.5244 | 30.7459 | -3.3257 | 31.7822 | -3.0426
5318 | 4.8434 | -1.7305 | 11.2795 | -7.8513 | 33.5911 | -1.3639 | 29.0145 | -4.8056 | 69.0325 | 11.4626 | 7.3394 | -3.5289 | 30.7189 | -3.3527 | 31.7274 | -3.0974
5319 | 4.8834 | -1.6883 | 11.2646 | -7.866 | 33.5678 | -1.3859 | 28.9505 | -4.8694 | 69.0225 | 11.455 | 7.3349 | -3.5333 | 30.7754 | -3.2962 | 31.7926 | -3.0322
5320 | 4.9233 | -1.646 | 11.2498 | -7.8807 | 33.5445 | -1.4078 | 28.8865 | -4.9332 | 69.0126 | 11.4473 | 7.3305 | -3.5377 | 30.7461 | -3.3254 | 31.7574 | -3.0674
5321 | 4.9633 | -1.6038 | 11.2349 | -7.8954 | 33.5212 | -1.4297 | 28.8224 | -4.997 | 69.0027 | 11.4397 | 7.3261 | -3.5422 | 30.859 | -3.2125 | 31.801 | -3.0238
5322 | 4.9847 | -1.5615 | 11.22 | -7.91 | 33.4804 | -1.4517 | 28.7584 | -5.0608 | 68.998 | 11.432 | 7.3216 | -3.5466 | 30.7585 | -3.313 | 31.8979 | -2.927
5323 | 4.992 | -1.5572 | 11.2203 | -7.9073 | 33.4261 | -1.5092 | 28.71 | -5.109 | 68.9974 | 11.4325 | 7.2625 | -3.6057 | 30.8609 | -3.2106 | 31.9479 | -2.877
5324 | 4.9992 | -1.5529 | 11.2226 | -7.9046 | 33.3717 | -1.5666 | 28.6616 | -5.1572 | 68.9967 | 11.4329 | 7.2034 | -3.6648 | 30.8472 | -3.2242 | 31.9836 | -2.8413
5325 | 5.0064 | -1.5486 | 11.2249 | -7.9019 | 33.3174 | -1.6241 | 28.6132 | -5.2054 | 68.9961 | 11.4334 | 7.1443 | -3.724 | 30.9025 | -3.1688 | 31.9708 | -2.854
5326 | 5.0137 | -1.5443 | 11.2271 | -7.8992 | 33.263 | -1.6816 | 28.5648 | -5.2535 | 68.9954 | 11.4338 | 7.0851 | -3.7831 | 30.9033 | -3.1681 | 32.0447 | -2.7801
5327 | 5.0209 | -1.5399 | 11.2294 | -7.8965 | 33.2087 | -1.7391 | 28.5164 | -5.3017 | 68.9947 | 11.4342 | 7.026 | -3.8422 | 30.8925 | -3.1788 | 32.0454 | -2.7794
5328 | 5.0119 | -1.5356 | 11.2317 | -7.8938 | 33.1733 | -1.7965 | 28.468 | -5.3499 | 69.0318 | 11.4347 | 6.9669 | -3.9013 | 30.8693 | -3.202 | 32.0969 | -2.7279
5329 | 4.9901 | -1.5594 | 11.2388 | -7.8857 | 33.1526 | -1.8132 | 28.4349 | -5.3828 | 69.0983 | 11.5084 | 6.9013 | -3.9669 | 30.982 | -3.0892 | 32.2049 | -2.6199
5330 | 4.9683 | -1.5831 | 11.2465 | -7.8776 | 33.132 | -1.8298 | 28.4018 | -5.4157 | 69.1649 | 11.5822 | 6.8358 | -4.0325 | 30.8429 | -3.2283 | 32.315 | -2.5098
5331 | 4.9465 | -1.6069 | 11.2542 | -7.8694 | 33.1114 | -1.8464 | 28.3686 | -5.4486 | 69.2315 | 11.6559 | 6.7702 | -4.098 | 31.0022 | -3.069 | 32.2962 | -2.5287
5332 | 4.9247 | -1.6307 | 11.2619 | -7.8613 | 33.0907 | -1.863 | 28.3355 | -5.4816 | 69.298 | 11.7297 | 6.7047 | -4.1636 | 30.9509 | -3.1202 | 32.4185 | -2.4063
5333 | 4.9029 | -1.6544 | 11.2696 | -7.8532 | 33.0701 | -1.8796 | 28.3024 | -5.5145 | 69.3646 | 11.8034 | 6.6391 | -4.2291 | 30.9678 | -3.1033 | 32.4728 | -2.352
5334 | 4.8733 | -1.6782 | 11.2773 | -7.845 | 33.0521 | -1.8962 | 28.2693 | -5.5474 | 69.4245 | 11.8772 | 6.5735 | -4.2947 | 30.9483 | -3.1228 | 32.565 | -2.2598
5335 | 4.8375 | -1.7145 | 11.2903 | -7.8314 | 33.0362 | -1.9118 | 28.277 | -5.5395 | 69.4791 | 11.9302 | 6.5318 | -4.3365 | 30.8558 | -3.2153 | 32.6369 | -2.1879
5336 | 4.8017 | -1.7509 | 11.3039 | -7.8178 | 33.0203 | -1.9274 | 28.2847 | -5.5315 | 69.5336 | 11.9832 | 6.49 | -4.3782 | 30.9706 | -3.1004 | 32.7575 | -2.0674
5337 | 4.7659 | -1.7872 | 11.3176 | -7.8042 | 33.0044 | -1.943 | 28.2924 | -5.5236 | 69.5882 | 12.0361 | 6.4482 | -4.42 | 30.8602 | -3.2108 | 32.7464 | -2.0785
5338 | 4.73 | -1.8236 | 11.3312 | -7.7905 | 32.9885 | -1.9587 | 28.3001 | -5.5157 | 69.6428 | 12.0891 | 6.4065 | -4.4618 | 30.7825 | -3.2885 | 32.7988 | -2.0261
5339 | 4.6942 | -1.8599 | 11.3448 | -7.7769 | 32.9725 | -1.9743 | 28.3078 | -5.5078 | 69.6973 | 12.1421 | 6.3647 | -4.5035 | 30.9013 | -3.1697 | 32.8779 | -1.9469
5340 | 4.6576 | -1.8962 | 11.3584 | -7.7633 | 32.9699 | -1.9899 | 28.3155 | -5.4998 | 69.7124 | 12.1951 | 6.3229 | -4.5453 | 30.9848 | -3.0861 | 32.9806 | -1.8443
5341 | 4.6204 | -1.9328 | 11.3972 | -7.7206 | 32.9781 | -1.979 | 28.3664 | -5.4487 | 69.6952 | 12.1712 | 6.3208 | -4.5474 | 30.7873 | -3.2835 | 32.9206 | -1.9042
5342 | 4.5831 | -1.9695 | 11.439 | -7.6778 | 32.9864 | -1.9682 | 28.4173 | -5.3976 | 69.6779 | 12.1472 | 6.3187 | -4.5495 | 30.8248 | -3.246 | 33.0765 | -1.7483
5343 | 4.5459 | -2.0061 | 11.4809 | -7.6351 | 32.9946 | -1.9573 | 28.4682 | -5.3465 | 69.6607 | 12.1233 | 6.3166 | -4.5516 | 30.8999 | -3.1709 | 33.0505 | -1.7743
5344 | 4.5087 | -2.0427 | 11.5227 | -7.5923 | 33.0028 | -1.9465 | 28.5191 | -5.2954 | 69.6435 | 12.0993 | 6.3145 | -4.5537 | 30.8879 | -3.1828 | 33.0068 | -1.818
5345 | 4.4715 | -2.0793 | 11.5646 | -7.5496 | 33.011 | -1.9356 | 28.57 | -5.2443 | 69.6263 | 12.0754 | 6.3124 | -4.5558 | 30.7866 | -3.2842 | 33.0982 | -1.7266
5346 | 4.435 | -2.1159 | 11.6065 | -7.5068 | 33.0271 | -1.9248 | 28.6209 | -5.1932 | 69.6621 | 12.0515 | 6.3103 | -4.5579 | 30.7386 | -3.3321 | 33.0564 | -1.7684
5347 | 4.3991 | -2.151 | 11.6304 | -7.4839 | 33.0498 | -1.9007 | 28.691 | -5.1228 | 69.7421 | 12.1422 | 6.3315 | -4.5367 | 30.7626 | -3.3081 | 33.1849 | -1.6399
5348 | 4.3632 | -2.186 | 11.6522 | -7.461 | 33.0724 | -1.8767 | 28.7612 | -5.0524 | 69.8221 | 12.233 | 6.3528 | -4.5155 | 30.8192 | -3.2515 | 33.344 | -1.4808
5349 | 4.3273 | -2.2211 | 11.6739 | -7.4381 | 33.0951 | -1.8526 | 28.8314 | -4.982 | 69.9021 | 12.3238 | 6.374 | -4.4942 | 30.7143 | -3.3563 | 33.2676 | -1.5572
5350 | 4.2914 | -2.2562 | 11.6957 | -7.4152 | 33.1177 | -1.8285 | 28.9016 | -4.9116 | 69.9821 | 12.4146 | 6.3952 | -4.473 | 30.6776 | -3.393 | 33.3156 | -1.5092
5351 | 4.2556 | -2.2913 | 11.7174 | -7.3923 | 33.1404 | -1.8045 | 28.9718 | -4.8412 | 70.0621 | 12.5053 | 6.4164 | -4.4518 | 30.7153 | -3.3553 | 33.3244 | -1.5004
5352 | 4.2331 | -2.3264 | 11.7392 | -7.3693 | 33.1757 | -1.7804 | 29.042 | -4.7708 | 70.0402 | 12.5961 | 6.4377 | -4.4306 | 30.7107 | -3.3598 | 33.4011 | -1.4238
5353 | 4.2222 | -2.3343 | 11.7301 | -7.3812 | 33.2217 | -1.732 | 29.1281 | -4.6844 | 69.9317 | 12.4682 | 6.4641 | -4.4041 | 30.592 | -3.4785 | 33.3488 | -1.4761
5354 | 4.2112 | -2.3422 | 11.7172 | -7.3931 | 33.2677 | -1.6836 | 29.2143 | -4.598 | 69.8231 | 12.3403 | 6.4906 | -4.3777 | 30.614 | -3.4565 | 33.4087 | -1.4161
5355 | 4.2002 | -2.3501 | 11.7043 | -7.405 | 33.3137 | -1.6352 | 29.3004 | -4.5117 | 69.7145 | 12.2124 | 6.517 | -4.3512 | 30.6867 | -3.3837 | 33.3298 | -1.4951
5356 | 4.1892 | -2.358 | 11.6915 | -7.4168 | 33.3597 | -1.5867 | 29.3866 | -4.4253 | 69.606 | 12.0845 | 6.5435 | -4.3248 | 30.7521 | -3.3183 | 33.4928 | -1.332
5357 | 4.1782 | -2.3659 | 11.6786 | -7.4287 | 33.4058 | -1.5383 | 29.4727 | -4.3389 | 69.4974 | 11.9566 | 6.5699 | -4.2983 | 30.7529 | -3.3175 | 33.4928 | -1.3321
5358 | 4.1709 | -2.3738 | 11.6658 | -7.4406 | 33.4586 | -1.4899 | 29.5589 | -4.2525 | 69.4571 | 11.8287 | 6.5964 | -4.2719 | 30.7782 | -3.2922 | 33.472 | -1.3529
5359 | 4.1669 | -2.3767 | 11.6299 | -7.4784 | 33.5174 | -1.4299 | 29.6372 | -4.174 | 69.4759 | 11.8623 | 6.6166 | -4.2516 | 30.7303 | -3.34 | 33.4717 | -1.3531
5360 | 4.1629 | -2.3796 | 11.5914 | -7.5162 | 33.5763 | -1.3698 | 29.7155 | -4.0955 | 69.4947 | 11.8958 | 6.6369 | -4.2314 | 30.906 | -3.1643 | 33.5188 | -1.306
5361 | 4.1589 | -2.3825 | 11.5528 | -7.554 | 33.6351 | -1.3097 | 29.7938 | -4.017 | 69.5135 | 11.9294 | 6.6571 | -4.2111 | 30.7605 | -3.3097 | 33.369 | -1.4558
5362 | 4.1549 | -2.3854 | 11.5143 | -7.5919 | 33.6939 | -1.2497 | 29.8721 | -3.9385 | 69.5323 | 11.9629 | 6.6774 | -4.1909 | 30.7854 | -3.2848 | 33.4616 | -1.3632
5363 | 4.1509 | -2.3883 | 11.4757 | -7.6297 | 33.7527 | -1.1896 | 29.9503 | -3.86 | 69.5512 | 11.9965 | 6.6976 | -4.1706 | 30.7985 | -3.2717 | 33.367 | -1.4578
5364 | 4.1488 | -2.3912 | 11.4372 | -7.6675 | 33.789 | -1.1296 | 30.0286 | -3.7815 | 69.5582 | 12.03 | 6.7179 | -4.1504 | 30.8531 | -3.217 | 33.3532 | -1.4716
5365 | 4.1484 | -2.3907 | 11.3884 | -7.717 | 33.8053 | -1.1172 | 30.0441 | -3.7659 | 69.5548 | 12.0235 | 6.7566 | -4.1116 | 30.8375 | -3.2326 | 33.4118 | -1.413
5366 | 4.148 | -2.3901 | 11.3384 | -7.7665 | 33.8216 | -1.1049 | 30.0595 | -3.7502 | 69.5514 | 12.0169 | 6.7954 | -4.0728 | 30.8235 | -3.2466 | 33.4935 | -1.3313
5367 | 4.1477 | -2.3895 | 11.2884 | -7.8159 | 33.8379 | -1.0926 | 30.0749 | -3.7346 | 69.5481 | 12.0103 | 6.8342 | -4.034 | 30.861 | -3.209 | 33.4128 | -1.4121
5368 | 4.1473 | -2.3889 | 11.2384 | -7.8654 | 33.8542 | -1.0803 | 30.0903 | -3.7189 | 69.5447 | 12.0037 | 6.873 | -3.9953 | 30.778 | -3.292 | 33.3368 | -1.488
5369 | 4.1469 | -2.3883 | 11.1884 | -7.9149 | 33.8705 | -1.068 | 30.1058 | -3.7033 | 69.5413 | 11.9971 | 6.9117 | -3.9565 | 30.8059 | -3.264 | 33.2518 | -1.573
5370 | 4.1627 | -2.3878 | 11.1385 | -7.9644 | 33.8874 | -1.0557 | 30.1212 | -3.6877 | 69.531 | 11.9905 | 6.9505 | -3.9177 | 30.8482 | -3.2217 | 33.196 | -1.6288
5371 | 4.1931 | -2.3538 | 11.0902 | -8.0125 | 33.9046 | -1.0378 | 30.1 | -3.7087 | 69.5145 | 11.9735 | 6.9759 | -3.8924 | 30.9374 | -3.1325 | 33.1203 | -1.7045
5372 | 4.2234 | -2.3199 | 11.0422 | -8.0607 | 33.9219 | -1.0198 | 30.0787 | -3.7297 | 69.4981 | 11.9564 | 7.0012 | -3.867 | 30.8107 | -3.2592 | 33.1301 | -1.6947
5373 | 4.2538 | -2.2859 | 10.9941 | -8.1088 | 33.9392 | -1.0018 | 30.0575 | -3.7507 | 69.4816 | 11.9393 | 7.0266 | -3.8417 | 31.0002 | -3.0697 | 33.1231 | -1.7017
5374 | 4.2842 | -2.252 | 10.9461 | -8.157 | 33.9564 | -0.98385 | 30.0363 | -3.7717 | 69.4651 | 11.9223 | 7.0519 | -3.8163 | 30.835 | -3.2348 | 32.9883 | -1.8365
5375 | 4.3145 | -2.2181 | 10.8981 | -8.2051 | 33.9737 | -0.96587 | 30.0151 | -3.7927 | 69.4486 | 11.9052 | 7.0772 | -3.791 | 30.8335 | -3.2363 | 32.8226 | -2.0022
5376 | 4.3363 | -2.1841 | 10.85 | -8.2533 | 33.9862 | -0.9479 | 29.9939 | -3.8137 | 69.4245 | 11.8881 | 7.1026 | -3.7657 | 30.8515 | -3.2182 | 32.811 | -2.0139
5377 | 4.35 | -2.1716 | 10.8345 | -8.2645 | 33.9943 | -0.94055 | 29.9664 | -3.841 | 69.3935 | 11.8562 | 7.1413 | -3.7269 | 30.7367 | -3.333 | 32.7686 | -2.0562
5378 | 4.3638 | -2.159 | 10.8228 | -8.2757 | 34.0023 | -0.9332 | 29.9388 | -3.8683 | 69.3625 | 11.8242 | 7.1801 | -3.6882 | 30.7525 | -3.3172 | 32.7091 | -2.1157
5379 | 4.3776 | -2.1464 | 10.8111 | -8.2869 | 34.0104 | -0.92585 | 29.9113 | -3.8955 | 69.3314 | 11.7922 | 7.2188 | -3.6494 | 30.7752 | -3.2945 | 32.6077 | -2.2172
5380 | 4.3914 | -2.1338 | 10.7994 | -8.2981 | 34.0184 | -0.9185 | 29.8838 | -3.9228 | 69.3004 | 11.7602 | 7.2576 | -3.6107 | 30.7831 | -3.2865 | 32.6634 | -2.1614
5381 | 4.4051 | -2.1213 | 10.7877 | -8.3093 | 34.0265 | -0.91115 | 29.8563 | -3.9501 | 69.2694 | 11.7282 | 7.2963 | -3.5719 | 30.7152 | -3.3544 | 32.4457 | -2.3791
5382 | 4.4241 | -2.1087 | 10.776 | -8.3206 | 34.0031 | -0.9038 | 29.8288 | -3.9774 | 69.2393 | 11.6963 | 7.335 | -3.5332 | 30.821 | -3.2486 | 32.484 | -2.3408
5383 | 4.4481 | -2.083 | 10.7665 | -8.3298 | 33.95 | -0.96231 | 29.7784 | -4.0276 | 69.21 | 11.6676 | 7.3256 | -3.5426 | 30.7756 | -3.2939 | 32.4313 | -2.3935
5384 | 4.472 | -2.0573 | 10.7573 | -8.339 | 33.8969 | -1.0208 | 29.728 | -4.0778 | 69.1807 | 11.639 | 7.3162 | -3.5521 | 30.6524 | -3.4171 | 32.3247 | -2.5001
5385 | 4.4959 | -2.0315 | 10.7481 | -8.3482 | 33.8439 | -1.0793 | 29.6776 | -4.128 | 69.1515 | 11.6104 | 7.3067 | -3.5615 | 30.7883 | -3.2811 | 32.3148 | -2.51
5386 | 4.5199 | -2.0058 | 10.7389 | -8.3574 | 33.7908 | -1.1378 | 29.6272 | -4.1781 | 69.1222 | 11.5817 | 7.2973 | -3.571 | 30.8037 | -3.2658 | 32.3265 | -2.4983
5387 | 4.5438 | -1.9801 | 10.7297 | -8.3666 | 33.7378 | -1.1963 | 29.5768 | -4.2283 | 69.0929 | 11.5531 | 7.2878 | -3.5804 | 30.8346 | -3.2348 | 32.2878 | -2.5371
5388 | 4.5625 | -1.9544 | 10.7205 | -8.3758 | 33.6849 | -1.2549 | 29.5264 | -4.2785 | 69.1197 | 11.5245 | 7.2784 | -3.5899 | 30.7333 | -3.3361 | 32.2651 | -2.5597
5389 | 4.5762 | -1.9412 | 10.7391 | -8.3534 | 33.6324 | -1.3066 | 29.4334 | -4.3713 | 69.2002 | 11.6155 | 7.3011 | -3.5671 | 30.6956 | -3.3738 | 32.331 | -2.4938
5390 | 4.5898 | -1.9279 | 10.7608 | -8.331 | 33.5798 | -1.3584 | 29.3404 | -4.4641 | 69.2807 | 11.7065 | 7.3239 | -3.5444 | 30.8351 | -3.2343 | 32.22 | -2.6048
5391 | 4.6035 | -1.9147 | 10.7826 | -8.3086 | 33.5273 | -1.4102 | 29.2474 | -4.5569 | 69.3612 | 11.7975 | 7.3466 | -3.5216 | 30.7429 | -3.3264 | 32.2384 | -2.5864
5392 | 4.6171 | -1.9014 | 10.8043 | -8.2862 | 33.4747 | -1.462 | 29.1544 | -4.6497 | 69.4417 | 11.8885 | 7.3693 | -3.4989 | 30.7726 | -3.2967 | 32.3053 | -2.5195
5393 | 4.6308 | -1.8882 | 10.8261 | -8.2638 | 33.4221 | -1.5138 | 29.0613 | -4.7425 | 69.5223 | 11.9796 | 7.3921 | -3.4761 | 30.7844 | -3.2848 | 32.261 | -2.5638
5394 | 4.6323 | -1.875 | 10.8478 | -8.2413 | 33.3918 | -1.5655 | 28.9683 | -4.8353 | 69.6228 | 12.0706 | 7.4148 | -3.4534 | 30.88 | -3.1892 | 32.2581 | -2.5668
5395 | 4.6219 | -1.8868 | 10.8626 | -8.2265 | 33.3833 | -1.5699 | 28.9487 | -4.8547 | 69.7431 | 12.1939 | 7.3896 | -3.4786 | 30.9394 | -3.1297 | 32.309 | -2.5158
5396 | 4.6115 | -1.8987 | 10.8766 | -8.2117 | 33.3748 | -1.5742 | 28.9291 | -4.8741 | 69.8633 | 12.3172 | 7.3644 | -3.5038 | 30.8422 | -3.2269 | 32.4134 | -2.4115
5397 | 4.6011 | -1.9105 | 10.8906 | -8.1968 | 33.3663 | -1.5785 | 28.9096 | -4.8934 | 69.9836 | 12.4405 | 7.3392 | -3.529 | 30.8311 | -3.238 | 32.4432 | -2.3816
5398 | 4.5907 | -1.9224 | 10.9045 | -8.182 | 33.3578 | -1.5828 | 28.89 | -4.9128 | 70.1038 | 12.5638 | 7.314 | -3.5543 | 30.9388 | -3.1302 | 32.5449 | -2.2799
5399 | 4.5803 | -1.9342 | 10.9185 | -8.1672 | 33.3493 | -1.5871 | 28.8704 | -4.9321 | 70.224 | 12.6871 | 7.2888 | -3.5795 | 30.877 | -3.192 | 32.6389 | -2.1859
5400 | 4.5676 | -1.9461 | 10.9325 | -8.1523 | 33.3367 | -1.5914 | 28.8508 | -4.9515 | 70.2654 | 12.8104 | 7.2636 | -3.6047 | 30.8576 | -3.2114 | 32.7522 | -2.0726
5401 | 4.5526 | -1.9606 | 10.9295 | -8.1572 | 33.32 | -1.609 | 28.8451 | -4.957 | 70.2281 | 12.7588 | 7.2353 | -3.633 | 30.9134 | -3.1556 | 32.7322 | -2.0926
5402 | 4.5376 | -1.9752 | 10.9245 | -8.162 | 33.3033 | -1.6266 | 28.8394 | -4.9625 | 70.1908 | 12.7073 | 7.207 | -3.6612 | 30.8967 | -3.1723 | 32.898 | -1.9268
5403 | 4.5227 | -1.9897 | 10.9196 | -8.1668 | 33.2867 | -1.6441 | 28.8337 | -4.968 | 70.1534 | 12.6557 | 7.1787 | -3.6895 | 30.865 | -3.2039 | 32.9362 | -1.8886
5404 | 4.5077 | -2.0043 | 10.9147 | -8.1717 | 33.27 | -1.6617 | 28.828 | -4.9735 | 70.1161 | 12.6042 | 7.1504 | -3.7178 | 30.9343 | -3.1346 | 33.0036 | -1.8212
5405 | 4.4927 | -2.0188 | 10.9098 | -8.1765 | 33.2533 | -1.6793 | 28.8223 | -4.979 | 70.0788 | 12.5526 | 7.1221 | -3.7461 | 30.8245 | -3.2444 | 32.935 | -1.8899
5406 | 4.476 | -2.0334 | 10.9048 | -8.1813 | 33.2408 | -1.6968 | 28.8165 | -4.9845 | 70.0627 | 12.5011 | 7.0939 | -3.7744 | 30.8552 | -3.2136 | 33.1177 | -1.7071
5407 | 4.4575 | -2.0515 | 10.9233 | -8.1594 | 33.2326 | -1.704 | 28.8434 | -4.9574 | 70.0682 | 12.512 | 7.0485 | -3.8197 | 30.898 | -3.1708 | 33.2684 | -1.5564
5408 | 4.439 | -2.0697 | 10.9443 | -8.1375 | 33.2243 | -1.7112 | 28.8702 | -4.9304 | 70.0736 | 12.523 | 7.0032 | -3.865 | 30.8366 | -3.2321 | 33.3993 | -1.4255
5409 | 4.4205 | -2.0878 | 10.9654 | -8.1155 | 33.2161 | -1.7184 | 28.897 | -4.9034 | 70.0791 | 12.534 | 6.9579 | -3.9103 | 30.7472 | -3.3215 | 33.2697 | -1.5551
5410 | 4.402 | -2.1059 | 10.9864 | -8.0936 | 33.2079 | -1.7255 | 28.9238 | -4.8763 | 70.0846 | 12.545 | 6.9126 | -3.9556 | 30.876 | -3.1926 | 33.382 | -1.4428
5411 | 4.3835 | -2.1241 | 11.0074 | -8.0716 | 33.1996 | -1.7327 | 28.9506 | -4.8493 | 70.09 | 12.5559 | 6.8673 | -4.0009 | 30.8515 | -3.2171 | 33.4068 | -1.418
5412 | 4.357 | -2.1422 | 11.0285 | -8.0497 | 33.204 | -1.7399 | 28.9775 | -4.8222 | 70.0918 | 12.5669 | 6.822 | -4.0462 | 30.7995 | -3.2691 | 33.564 | -1.2608
5413 | 4.3223 | -2.1778 | 11.0294 | -8.0506 | 33.2214 | -1.72 | 29.0024 | -4.797 | 70.0896 | 12.5639 | 6.8021 | -4.0662 | 30.7658 | -3.3028 | 33.7004 | -1.1243
5414 | 4.2875 | -2.2133 | 11.0282 | -8.0515 | 33.2388 | -1.7002 | 29.0274 | -4.7718 | 70.0874 | 12.5609 | 6.7822 | -4.0861 | 30.7634 | -3.3052 | 33.5729 | -1.2519
5415 | 4.2527 | -2.2489 | 11.027 | -8.0524 | 33.2562 | -1.6804 | 29.0524 | -4.7466 | 70.0852 | 12.558 | 6.7623 | -4.106 | 30.7148 | -3.3537 | 33.741 | -1.0838
5416 | 4.2179 | -2.2844 | 11.0257 | -8.0534 | 33.2737 | -1.6605 | 29.0774 | -4.7214 | 70.083 | 12.555 | 6.7424 | -4.1259 | 30.7239 | -3.3446 | 33.7412 | -1.0836
5417 | 4.1831 | -2.32 | 11.0245 | -8.0543 | 33.2911 | -1.6407 | 29.1024 | -4.6962 | 70.0808 | 12.552 | 6.7225 | -4.1458 | 30.7333 | -3.3352 | 33.8496 | -0.97517
5418 | 4.1576 | -2.3555 | 11.0233 | -8.0552 | 33.3142 | -1.6209 | 29.1273 | -4.671 | 70.003 | 12.549 | 6.7025 | -4.1657 | 30.6852 | -3.3832 | 33.8573 | -0.96753
5419 | 4.1418 | -2.3689 | 11.0336 | -8.0429 | 33.3432 | -1.5907 | 29.1807 | -4.6174 | 69.845 | 12.3777 | 6.703 | -4.1653 | 30.6979 | -3.3705 | 33.7702 | -1.0546
5420 | 4.126 | -2.3822 | 11.0451 | -8.0306 | 33.3723 | -1.5606 | 29.2341 | -4.5638 | 69.6869 | 12.2064 | 6.7034 | -4.1649 | 30.6018 | -3.4666 | 33.7763 | -1.0485
5421 | 4.1101 | -2.3956 | 11.0567 | -8.0184 | 33.4014 | -1.5305 | 29.2875 | -4.5102 | 69.5289 | 12.0351 | 6.7038 | -4.1645 | 30.5372 | -3.5311 | 33.7305 | -1.0943
5422 | 4.0943 | -2.409 | 11.0683 | -8.0061 | 33.4305 | -1.5004 | 29.3409 | -4.4566 | 69.3709 | 11.8638 | 6.7042 | -4.1641 | 30.6581 | -3.4103 | 33.9183 | -0.90653
5423 | 4.0785 | -2.4223 | 11.0798 | -7.9938 | 33.4596 | -1.4703 | 29.3943 | -4.403 | 69.2129 | 11.6926 | 6.7046 | -4.1637 | 30.6909 | -3.3774 | 33.8164 | -1.0084
5424 | 4.0503 | -2.4357 | 11.0914 | -7.9816 | 33.4775 | -1.4401 | 29.4477 | -4.3494 | 69.1547 | 11.5213 | 6.705 | -4.1633 | 30.5548 | -3.5135 | 33.9538 | -0.87095
5425 | 4.0086 | -2.4791 | 11.0931 | -7.9803 | 33.4833 | -1.4362 | 29.488 | -4.3089 | 69.2046 | 11.5907 | 6.8054 | -4.0629 | 30.6271 | -3.4412 | 33.8668 | -0.95801
5426 | 3.967 | -2.5225 | 11.0937 | -7.9791 | 33.4892 | -1.4322 | 29.5282 | -4.2684 | 69.2545 | 11.6602 | 6.9058 | -3.9625 | 30.6207 | -3.4476 | 33.8666 | -0.95817
5427 | 3.9254 | -2.5659 | 11.0943 | -7.9778 | 33.495 | -1.4283 | 29.5685 | -4.2279 | 69.3043 | 11.7297 | 7.0061 | -3.8621 | 30.6195 | -3.4487 | 33.9424 | -0.88243
5428 | 3.8837 | -2.6093 | 11.0949 | -7.9765 | 33.5008 | -1.4243 | 29.6087 | -4.1875 | 69.3542 | 11.7992 | 7.1066 | -3.7617 | 30.5634 | -3.5048 | 33.8818 | -0.94295
5429 | 3.8421 | -2.6527 | 11.0955 | -7.9753 | 33.5067 | -1.4204 | 29.649 | -4.147 | 69.4041 | 11.8686 | 7.2069 | -3.6613 | 30.5831 | -3.485 | 33.8037 | -1.0211
5430 | 3.819 | -2.6961 | 11.0961 | -7.974 | 33.5142 | -1.4164 | 29.6893 | -4.1065 | 69.3612 | 11.9381 | 7.3073 | -3.5609 | 30.5211 | -3.5469 | 33.6764 | -1.1484
5431 | 3.8165 | -2.6944 | 11.0911 | -7.9794 | 33.5236 | -1.4064 | 29.7128 | -4.0827 | 69.2161 | 11.7749 | 7.3142 | -3.554 | 30.5839 | -3.4842 | 33.7731 | -1.0517
5432 | 3.8139 | -2.6927 | 11.0855 | -7.9848 | 33.5329 | -1.3963 | 29.7363 | -4.059 | 69.071 | 11.6117 | 7.3211 | -3.5471 | 30.6447 | -3.4233 | 33.6886 | -1.1362
5433 | 3.8113 | -2.6911 | 11.0799 | -7.9901 | 33.5423 | -1.3862 | 29.7599 | -4.0352 | 68.9258 | 11.4485 | 7.328 | -3.5402 | 30.6411 | -3.4269 | 33.7588 | -1.066
5434 | 3.8088 | -2.6894 | 11.0742 | -7.9955 | 33.5517 | -1.3762 | 29.7834 | -4.0115 | 68.7807 | 11.2853 | 7.3349 | -3.5333 | 30.619 | -3.4489 | 33.6946 | -1.1302
5435 | 3.8062 | -2.6877 | 11.0686 | -8.0009 | 33.5611 | -1.3661 | 29.807 | -3.9877 | 68.6356 | 11.1221 | 7.3418 | -3.5265 | 30.5458 | -3.5221 | 33.7197 | -1.1051
5436 | 3.8145 | -2.6861 | 11.063 | -8.0062 | 33.5651 | -1.356 | 29.8305 | -3.964 | 68.612 | 10.9589 | 7.3487 | -3.5196 | 30.71 | -3.3579 | 33.6082 | -1.2166
5437 | 3.8349 | -2.6634 | 11.0722 | -7.9945 | 33.5631 | -1.3588 | 29.8433 | -3.951 | 68.7253 | 11.096 | 7.3822 | -3.486 | 30.6319 | -3.4359 | 33.6739 | -1.1508
5438 | 3.8553 | -2.6407 | 11.0831 | -7.9828 | 33.5611 | -1.3616 | 29.8561 | -3.938 | 68.8386 | 11.2332 | 7.4158 | -3.4524 | 30.6653 | -3.4026 | 33.6804 | -1.1444
5439 | 3.8757 | -2.618 | 11.0939 | -7.9711 | 33.5591 | -1.3644 | 29.8688 | -3.925 | 68.9519 | 11.3704 | 7.4493 | -3.4189 | 30.7508 | -3.317 | 33.6811 | -1.1437
5440 | 3.8961 | -2.5953 | 11.1047 | -7.9594 | 33.5572 | -1.3672 | 29.8816 | -3.912 | 69.0652 | 11.5076 | 7.4829 | -3.3853 | 30.8074 | -3.2604 | 33.6164 | -1.2084
5441 | 3.9165 | -2.5726 | 11.1155 | -7.9477 | 33.5552 | -1.3699 | 29.8944 | -3.899 | 69.1785 | 11.6447 | 7.5165 | -3.3518 | 30.818 | -3.2497 | 33.6409 | -1.1839
5442 | 3.9205 | -2.5499 | 11.1263 | -7.936 | 33.5483 | -1.3727 | 29.9072 | -3.886 | 69.2693 | 11.7819 | 7.55 | -3.3182 | 30.7472 | -3.3205 | 33.6606 | -1.1642
5443 | 3.9057 | -2.5671 | 11.1167 | -7.9472 | 33.5358 | -1.3858 | 29.9119 | -3.881 | 69.3343 | 11.8412 | 7.5646 | -3.3036 | 30.8264 | -3.2412 | 33.5249 | -1.2999
5444 | 3.8909 | -2.5843 | 11.1049 | -7.9583 | 33.5233 | -1.3989 | 29.9166 | -3.8761 | 69.3992 | 11.9004 | 7.5792 | -3.289 | 30.9034 | -3.1643 | 33.5181 | -1.3067
5445 | 3.8762 | -2.6015 | 11.0931 | -7.9695 | 33.5107 | -1.4121 | 29.9214 | -3.8711 | 69.4642 | 11.9597 | 7.5938 | -3.2745 | 30.8769 | -3.1907 | 33.4978 | -1.327
5446 | 3.8614 | -2.6187 | 11.0814 | -7.9807 | 33.4982 | -1.4252 | 29.9261 | -3.8661 | 69.5291 | 12.0189 | 7.6084 | -3.2599 | 30.8714 | -3.1961 | 33.5951 | -1.2296
5447 | 3.8466 | -2.636 | 11.0696 | -7.9919 | 33.4857 | -1.4383 | 29.9309 | -3.8612 | 69.5941 | 12.0782 | 7.6229 | -3.2453 | 30.923 | -3.1446 | 33.3718 | -1.453
5448 | 3.8263 | -2.6532 | 11.0578 | -8.0031 | 33.4699 | -1.4514 | 29.9356 | -3.8562 | 69.6355 | 12.1375 | 7.6375 | -3.2307 | 30.9882 | -3.0793 | 33.5635 | -1.2613
5449 | 3.7995 | -2.68 | 11.0429 | -8.0179 | 33.4502 | -1.4714 | 29.8764 | -3.9152 | 69.6493 | 12.1479 | 7.6213 | -3.2469 | 30.944 | -3.1235 | 33.5112 | -1.3136
5450 | 3.7728 | -2.7069 | 11.0276 | -8.0328 | 33.4304 | -1.4914 | 29.8172 | -3.9742 | 69.6631 | 12.1583 | 7.6051 | -3.2631 | 31.0393 | -3.0282 | 33.4815 | -1.3433
5451 | 3.746 | -2.7337 | 11.0123 | -8.0476 | 33.4107 | -1.5115 | 29.7579 | -4.0332 | 69.6769 | 12.1687 | 7.5889 | -3.2793 | 30.998 | -3.0694 | 33.457 | -1.3678
5452 | 3.7192 | -2.7606 | 10.997 | -8.0625 | 33.391 | -1.5315 | 29.6987 | -4.0922 | 69.6907 | 12.1791 | 7.5728 | -3.2955 | 30.9456 | -3.1218 | 33.4254 | -1.3994
5453 | 3.6925 | -2.7875 | 10.9817 | -8.0773 | 33.3713 | -1.5516 | 29.6395 | -4.1512 | 69.7045 | 12.1895 | 7.5566 | -3.3117 | 31.0083 | -3.0591 | 33.4095 | -1.4153
5454 | 3.6627 | -2.8143 | 10.9664 | -8.0922 | 33.3575 | -1.5716 | 29.5803 | -4.2102 | 69.739 | 12.1999 | 7.5404 | -3.3279 | 31.0096 | -3.0578 | 33.3401 | -1.4847
5455 | 3.6292 | -2.8476 | 10.9571 | -8.1005 | 33.3509 | -1.5769 | 29.5693 | -4.221 | 69.7982 | 12.2635 | 7.5496 | -3.3186 | 30.9378 | -3.1295 | 33.3791 | -1.4457
5456 | 3.5958 | -2.8809 | 10.9484 | -8.1089 | 33.3442 | -1.5823 | 29.5583 | -4.2318 | 69.8575 | 12.3271 | 7.5589 | -3.3093 | 30.8191 | -3.2481 | 33.317 | -1.5078
5457 | 3.5623 | -2.9142 | 10.9397 | -8.1172 | 33.3375 | -1.5876 | 29.5472 | -4.2426 | 69.9167 | 12.3907 | 7.5682 | -3.3001 | 30.9493 | -3.1179 | 33.4216 | -1.4031
5458 | 3.5288 | -2.9475 | 10.931 | -8.1255 | 33.3308 | -1.593 | 29.5362 | -4.2534 | 69.976 | 12.4544 | 7.5774 | -3.2908 | 30.9011 | -3.1662 | 33.3504 | -1.4743
5459 | 3.4954 | -2.9808 | 10.9223 | -8.1338 | 33.3242 | -1.5983 | 29.5252 | -4.2642 | 70.0352 | 12.518 | 7.5867 | -3.2816 | 30.8593 | -3.2079 | 33.4018 | -1.423
5460 | 3.4599 | -3.014 | 10.9136 | -8.1422 | 33.3096 | -1.6037 | 29.5142 | -4.275 | 70.0661 | 12.5816 | 7.5959 | -3.2723 | 30.9704 | -3.0968 | 33.4248 | -1.4
5461 | 3.422 | -3.0516 | 10.9148 | -8.1394 | 33.2854 | -1.6292 | 29.489 | -4.3 | 70.0623 | 12.5728 | 7.5665 | -3.3017 | 30.8277 | -3.2395 | 33.3237 | -1.501
5462 | 3.3841 | -3.0892 | 10.9169 | -8.1365 | 33.2611 | -1.6548 | 29.4638 | -4.325 | 70.0586 | 12.564 | 7.5371 | -3.3311 | 30.8316 | -3.2355 | 33.3609 | -1.4638
5463 | 3.3463 | -3.1267 | 10.919 | -8.1337 | 33.2369 | -1.6803 | 29.4386 | -4.3499 | 70.0549 | 12.5551 | 7.5078 | -3.3605 | 30.9485 | -3.1185 | 33.3738 | -1.4509
5464 | 3.3084 | -3.1643 | 10.9211 | -8.1309 | 33.2127 | -1.7058 | 29.4134 | -4.3749 | 70.0511 | 12.5463 | 7.4784 | -3.3898 | 30.9216 | -3.1454 | 33.2434 | -1.5814
5465 | 3.2705 | -3.2019 | 10.9232 | -8.1281 | 33.1884 | -1.7314 | 29.3882 | -4.3999 | 70.0474 | 12.5375 | 7.449 | -3.4192 | 30.888 | -3.179 | 33.4133 | -1.4115
5466 | 3.238 | -3.2394 | 10.9254 | -8.1253 | 33.1695 | -1.7569 | 29.363 | -4.4249 | 69.9904 | 12.5286 | 7.4196 | -3.4486 | 30.8509 | -3.2161 | 33.2911 | -1.5337
5467 | 3.2124 | -3.2634 | 10.9178 | -8.1334 | 33.1573 | -1.7678 | 29.3539 | -4.4338 | 69.8673 | 12.3967 | 7.4004 | -3.4679 | 30.7375 | -3.3295 | 33.3035 | -1.5213
5468 | 3.1867 | -3.2874 | 10.9093 | -8.1416 | 33.1451 | -1.7788 | 29.3448 | -4.4426 | 69.7441 | 12.2648 | 7.3811 | -3.4871 | 30.7404 | -3.3265 | 33.2085 | -1.6162
5469 | 3.161 | -3.3114 | 10.9008 | -8.1497 | 33.1329 | -1.7897 | 29.3358 | -4.4514 | 69.621 | 12.1328 | 7.3618 | -3.5064 | 30.6941 | -3.3727 | 33.3589 | -1.4658
5470 | 3.1354 | -3.3354 | 10.8922 | -8.1578 | 33.1207 | -1.8006 | 29.3267 | -4.4603 | 69.4978 | 12.0009 | 7.3426 | -3.5257 | 30.6856 | -3.3812 | 33.3257 | -1.4991
5471 | 3.1097 | -3.3594 | 10.8837 | -8.166 | 33.1085 | -1.8115 | 29.3176 | -4.4691 | 69.3747 | 11.869 | 7.3233 | -3.545 | 30.6315 | -3.4354 | 33.3622 | -1.4626
5472 | 3.078 | -3.3834 | 10.8752 | -8.1741 | 33.1044 | -1.8225 | 29.3086 | -4.478 | 69.3239 | 11.737 | 7.304 | -3.5642 | 30.6203 | -3.4465 | 33.2988 | -1.5259
5473 | 3.0387 | -3.4233 | 10.8758 | -8.1722 | 33.1106 | -1.8146 | 29.2828 | -4.5036 | 69.3649 | 11.7921 | 7.2654 | -3.6028 | 30.5884 | -3.4783 | 33.342 | -1.4827
5474 | 2.9993 | -3.4631 | 10.8774 | -8.1703 | 33.1168 | -1.8068 | 29.257 | -4.5291 | 69.406 | 11.8473 | 7.2268 | -3.6414 | 30.5792 | -3.4875 | 33.3571 | -1.4676
5475 | 2.96 | -3.503 | 10.8789 | -8.1683 | 33.1231 | -1.799 | 29.2312 | -4.5547 | 69.447 | 11.9024 | 7.1882 | -3.68 | 30.4942 | -3.5724 | 33.3356 | -1.4891
5476 | 2.9207 | -3.5428 | 10.8804 | -8.1664 | 33.1293 | -1.7912 | 29.2054 | -4.5803 | 69.4881 | 11.9575 | 7.1496 | -3.7186 | 30.5544 | -3.5123 | 33.3052 | -1.5196
5477 | 2.8813 | -3.5827 | 10.8819 | -8.1645 | 33.1355 | -1.7834 | 29.1796 | -4.6059 | 69.5291 | 12.0126 | 7.111 | -3.7572 | 30.5298 | -3.5368 | 33.1473 | -1.6775
5478 | 2.8472 | -3.6225 | 10.8835 | -8.1626 | 33.1479 | -1.7756 | 29.1538 | -4.6315 | 69.5377 | 12.0677 | 7.0724 | -3.7958 | 30.5365 | -3.5301 | 33.328 | -1.4967
5479 | 2.8198 | -3.6482 | 10.8937 | -8.151 | 33.1682 | -1.754 | 29.1659 | -4.6191 | 69.5042 | 12.0277 | 7.0626 | -3.8056 | 30.454 | -3.6126 | 33.3578 | -1.4669
5480 | 2.7924 | -3.674 | 10.9048 | -8.1394 | 33.1886 | -1.7325 | 29.178 | -4.6067 | 69.4707 | 11.9876 | 7.0529 | -3.8154 | 30.5176 | -3.5489 | 33.2933 | -1.5315
5481 | 2.765 | -3.6997 | 10.9159 | -8.1278 | 33.2089 | -1.711 | 29.1902 | -4.5944 | 69.4372 | 11.9475 | 7.0431 | -3.8251 | 30.4731 | -3.5934 | 33.3847 | -1.4401
5482 | 2.7376 | -3.7254 | 10.927 | -8.1162 | 33.2292 | -1.6894 | 29.2023 | -4.582 | 69.4037 | 11.9075 | 7.0334 | -3.8349 | 30.4502 | -3.6163 | 33.2981 | -1.5267
5483 | 2.7102 | -3.7511 | 10.9381 | -8.1046 | 33.2496 | -1.6679 | 29.2145 | -4.5697 | 69.3702 | 11.8674 | 7.0236 | -3.8447 | 30.5056 | -3.5608 | 33.1883 | -1.6364
5484 | 2.6888 | -3.7768 | 10.9492 | -8.093 | 33.2648 | -1.6464 | 29.2266 | -4.5573 | 69.3213 | 11.8274 | 7.0138 | -3.8544 | 30.51 | -3.5565 | 33.2731 | -1.5517
5485 | 2.6754 | -3.7886 | 10.963 | -8.0783 | 33.2733 | -1.6387 | 29.2369 | -4.5468 | 69.2519 | 11.7561 | 6.9987 | -3.8695 | 30.3803 | -3.6861 | 33.2232 | -1.6016
5486 | 2.662 | -3.8004 | 10.977 | -8.0635 | 33.2818 | -1.631 | 29.2471 | -4.5363 | 69.1825 | 11.6848 | 6.9836 | -3.8846 | 30.4763 | -3.5901 | 33.1652 | -1.6596
5487 | 2.6485 | -3.8122 | 10.9911 | -8.0488 | 33.2902 | -1.6233 | 29.2574 | -4.5258 | 69.1131 | 11.6135 | 6.9685 | -3.8997 | 30.258 | -3.8083 | 33.2724 | -1.5524
5488 | 2.6351 | -3.8239 | 11.0051 | -8.034 | 33.2987 | -1.6156 | 29.2677 | -4.5154 | 69.0437 | 11.5423 | 6.9535 | -3.9148 | 30.385 | -3.6813 | 33.2221 | -1.6027
5489 | 2.6217 | -3.8357 | 11.0191 | -8.0193 | 33.3072 | -1.6078 | 29.2779 | -4.5049 | 68.9743 | 11.471 | 6.9384 | -3.9299 | 30.4226 | -3.6437 | 33.2884 | -1.5363
5490 | 2.6161 | -3.8475 | 11.0331 | -8.0045 | 33.3199 | -1.6001 | 29.2882 | -4.4944 | 68.9269 | 11.3997 | 6.9233 | -3.945 | 30.3913 | -3.675 | 33.2147 | -1.6101
5491 | 2.6211 | -3.8405 | 11.0349 | -8.0034 | 33.3383 | -1.5807 | 29.2887 | -4.4937 | 68.9091 | 11.3864 | 6.9711 | -3.8971 | 30.4393 | -3.6269 | 33.1909 | -1.6339
5492 | 2.6262 | -3.8335 | 11.0355 | -8.0023 | 33.3567 | -1.5613 | 29.2891 | -4.493 | 68.8914 | 11.3731 | 7.0189 | -3.8493 | 30.4368 | -3.6294 | 33.2267 | -1.5981
5493 | 2.6312 | -3.8264 | 11.0362 | -8.0012 | 33.3751 | -1.5418 | 29.2896 | -4.4923 | 68.8736 | 11.3597 | 7.0667 | -3.8015 | 30.424 | -3.6422 | 33.2791 | -1.5457
5494 | 2.6362 | -3.8194 | 11.0368 | -8.0002 | 33.3935 | -1.5224 | 29.2901 | -4.4916 | 68.8558 | 11.3464 | 7.1145 | -3.7537 | 30.5132 | -3.5529 | 33.2764 | -1.5484
5495 | 2.6413 | -3.8124 | 11.0374 | -7.9991 | 33.4119 | -1.5029 | 29.2905 | -4.491 | 68.838 | 11.3331 | 7.1624 | -3.7059 | 30.4402 | -3.6259 | 33.1837 | -1.641
5496 | 2.6496 | -3.8053 | 11.0381 | -7.998 | 33.4194 | -1.4835 | 29.291 | -4.4903 | 68.8075 | 11.3198 | 7.2102 | -3.658 | 30.5285 | -3.5376 | 33.1044 | -1.7203
5497 | 2.6626 | -3.7913 | 11.0433 | -7.9916 | 33.4118 | -1.4929 | 29.2958 | -4.4853 | 68.7594 | 11.2694 | 7.2241 | -3.6441 | 30.5328 | -3.5333 | 33.1818 | -1.643
5498 | 2.6755 | -3.7772 | 11.049 | -7.9853 | 33.4041 | -1.5024 | 29.3006 | -4.4803 | 68.7113 | 11.2191 | 7.2381 | -3.6302 | 30.5899 | -3.4762 | 33.2621 | -1.5627
5499 | 2.6885 | -3.7631 | 11.0547 | -7.9789 | 33.3965 | -1.5118 | 29.3053 | -4.4753 | 68.6632 | 11.1687 | 7.252 | -3.6162 | 30.5757 | -3.4903 | 33.1978 | -1.6269
5500 | 2.7014 | -3.749 | 11.0604 | -7.9725 | 33.3889 | -1.5212 | 29.3101 | -4.4703 | 68.6151 | 11.1183 | 7.2659 | -3.6023 | 30.5595 | -3.5065 | 33.2532 | -1.5715
5501 | 2.7144 | -3.7349 | 11.0661 | -7.9662 | 33.3812 | -1.5307 | 29.3149 | -4.4653 | 68.567 | 11.068 | 7.2799 | -3.5884 | 30.6838 | -3.3822 | 33.3049 | -1.5199
5502 | 2.7238 | -3.7208 | 11.0718 | -7.9598 | 33.374 | -1.5401 | 29.3197 | -4.4603 | 68.5822 | 11.0176 | 7.2938 | -3.5744 | 30.7445 | -3.3214 | 33.284 | -1.5408
5503 | 2.7284 | -3.7162 | 11.0688 | -7.9632 | 33.3673 | -1.5464 | 29.3142 | -4.4655 | 68.6866 | 11.1339 | 7.2766 | -3.5917 | 30.6318 | -3.4341 | 33.2837 | -1.541
5504 | 2.733 | -3.7116 | 11.065 | -7.9666 | 33.3606 | -1.5527 | 29.3087 | -4.4708 | 68.7909 | 11.2501 | 7.2593 | -3.6089 | 30.7352 | -3.3306 | 33.2444 | -1.5804
5505 | 2.7376 | -3.7071 | 11.0612 | -7.9699 | 33.3539 | -1.559 | 29.3033 | -4.476 | 68.8953 | 11.3664 | 7.2421 | -3.6262 | 30.8022 | -3.2636 | 33.2434 | -1.5813
5506 | 2.7422 | -3.7025 | 11.0574 | -7.9733 | 33.3472 | -1.5653 | 29.2978 | -4.4813 | 68.9997 | 11.4826 | 7.2248 | -3.6434 | 30.6904 | -3.3754 | 33.3887 | -1.436
5507 | 2.7468 | -3.6979 | 11.0535 | -7.9767 | 33.3404 | -1.5715 | 29.2923 | -4.4865 | 69.1041 | 11.5989 | 7.2076 | -3.6606 | 30.6805 | -3.3852 | 33.2995 | -1.5252
5508 | 2.7484 | -3.6933 | 11.0497 | -7.9801 | 33.3447 | -1.5778 | 29.2868 | -4.4918 | 69.1864 | 11.7151 | 7.1903 | -3.6779 | 30.7018 | -3.3639 | 33.4573 | -1.3674
5509 | 2.7459 | -3.6957 | 11.053 | -7.9757 | 33.3647 | -1.5557 | 29.31 | -4.4684 | 69.237 | 11.7613 | 7.215 | -3.6532 | 30.7525 | -3.3131 | 33.4538 | -1.3709
5510 | 2.7433 | -3.698 | 11.0569 | -7.9713 | 33.3846 | -1.5336 | 29.3332 | -4.445 | 69.2876 | 11.8075 | 7.2398 | -3.6285 | 30.7515 | -3.3142 | 33.4393 | -1.3854
5511 | 2.7408 | -3.7004 | 11.0608 | -7.9669 | 33.4046 | -1.5114 | 29.3564 | -4.4216 | 69.3382 | 11.8536 | 7.2645 | -3.6037 | 30.8294 | -3.2363 | 33.4619 | -1.3628
5512 | 2.7382 | -3.7028 | 11.0646 | -7.9625 | 33.4246 | -1.4893 | 29.3796 | -4.3982 | 69.3888 | 11.8998 | 7.2892 | -3.579 | 30.8637 | -3.2019 | 33.4391 | -1.3856
5513 | 2.7357 | -3.7052 | 11.0685 | -7.9581 | 33.4446 | -1.4672 | 29.4027 | -4.3748 | 69.4394 | 11.946 | 7.3139 | -3.5543 | 30.773 | -3.2925 | 33.5689 | -1.2559
5514 | 2.7279 | -3.7075 | 11.0724 | -7.9537 | 33.4495 | -1.4451 | 29.4259 | -4.3514 | 69.5229 | 11.9921 | 7.3386 | -3.5296 | 30.8964 | -3.1691 | 33.418 | -1.4067
5515 | 2.7126 | -3.7231 | 11.0772 | -7.948 | 33.4322 | -1.4649 | 29.4299 | -4.3472 | 69.6547 | 12.1304 | 7.2984 | -3.5698 | 30.9531 | -3.1124 | 33.6055 | -1.2192
5516 | 2.6973 | -3.7386 | 11.082 | -7.9423 | 33.415 | -1.4848 | 29.4338 | -4.3431 | 69.7864 | 12.2688 | 7.2581 | -3.6101 | 30.8098 | -3.2556 | 33.5389 | -1.2858
5517 | 2.682 | -3.7542 | 11.0869 | -7.9366 | 33.3978 | -1.5046 | 29.4377 | -4.3389 | 69.9182 | 12.4071 | 7.2179 | -3.6503 | 30.8974 | -3.1681 | 33.5912 | -1.2336
5518 | 2.6667 | -3.7697 | 11.0917 | -7.9308 | 33.3805 | -1.5245 | 29.4416 | -4.3348 | 70.0499 | 12.5454 | 7.1777 | -3.6906 | 30.9271 | -3.1383 | 33.6482 | -1.1765
5519 | 2.6514 | -3.7853 | 11.0965 | -7.9251 | 33.3633 | -1.5443 | 29.4456 | -4.3306 | 70.1817 | 12.6837 | 7.1374 | -3.7308 | 30.892 | -3.1734 | 33.572 | -1.2527
5520 | 2.6373 | -3.8008 | 11.1014 | -7.9194 | 33.3578 | -1.5642 | 29.4495 | -4.3265 | 70.2539 | 12.822 | 7.0972 | -3.7711 | 30.8245 | -3.2408 | 33.7025 | -1.1223
5521 | 2.6251 | -3.8121 | 11.084 | -7.9384 | 33.3698 | -1.5496 | 29.4399 | -4.3358 | 70.2371 | 12.7945 | 7.0806 | -3.7877 | 30.8942 | -3.1711 | 33.9478 | -0.87692
5522 | 2.6129 | -3.8234 | 11.0647 | -7.9574 | 33.3819 | -1.5351 | 29.4303 | -4.3452 | 70.2204 | 12.767 | 7.064 | -3.8043 | 30.7958 | -3.2695 | 33.9266 | -0.89818
5523 | 2.6006 | -3.8347 | 11.0453 | -7.9765 | 33.3939 | -1.5206 | 29.4208 | -4.3545 | 70.2036 | 12.7395 | 7.0473 | -3.8209 | 30.8913 | -3.174 | 33.9453 | -0.87948
5524 | 2.5884 | -3.846 | 11.026 | -7.9955 | 33.4059 | -1.5061 | 29.4112 | -4.3639 | 70.1868 | 12.712 | 7.0308 | -3.8375 | 30.8524 | -3.2128 | 34.0422 | -0.78251
5525 | 2.5761 | -3.8573 | 11.0067 | -8.0145 | 33.4179 | -1.4915 | 29.4016 | -4.3732 | 70.17 | 12.6845 | 7.0141 | -3.8541 | 30.7217 | -3.3435 | 34.0359 | -0.78886
5526 | 2.5592 | -3.8686 | 10.9873 | -8.0335 | 33.4183 | -1.477 | 29.392 | -4.3826 | 70.1853 | 12.657 | 6.9975 | -3.8707 | 30.8682 | -3.197 | 33.937 | -0.88773
5527 | 2.5351 | -3.8929 | 10.9829 | -8.0362 | 33.4007 | -1.4966 | 29.4273 | -4.3471 | 70.2498 | 12.7283 | 7.0229 | -3.8453 | 30.8528 | -3.2124 | 34.1328 | -0.69191
5528 | 2.511 | -3.9172 | 10.9797 | -8.0389 | 33.3831 | -1.5162 | 29.4626 | -4.3116 | 70.3143 | 12.7997 | 7.0483 | -3.8199 | 30.7746 | -3.2905 | 34.1214 | -0.70336
5529 | 2.4869 | -3.9415 | 10.9765 | -8.0416 | 33.3656 | -1.5358 | 29.4979 | -4.2761 | 70.3787 | 12.871 | 7.0736 | -3.7946 | 30.8028 | -3.2623 | 34.185 | -0.63975
5530 | 2.4627 | -3.9659 | 10.9734 | -8.0443 | 33.348 | -1.5554 | 29.5331 | -4.2406 | 70.4432 | 12.9423 | 7.099 | -3.7692 | 30.8471 | -3.218 | 34.0475 | -0.77719
5531 | 2.4386 | -3.9902 | 10.9702 | -8.047 | 33.3305 | -1.575 | 29.5684 | -4.2051 | 70.5076 | 13.0136 | 7.1244 | -3.7438 | 30.7546 | -3.3104 | 34.2476 | -0.57712
5532 | 2.4177 | -4.0145 | 10.967 | -8.0498 | 33.3174 | -1.5945 | 29.6037 | -4.1696 | 70.5492 | 13.0849 | 7.1498 | -3.7185 | 30.7338 | -3.3312 | 34.1936 | -0.63113
5533 | 2.4018 | -4.0292 | 10.9686 | -8.0469 | 33.3114 | -1.5994 | 29.6202 | -4.1528 | 70.555 | 13.0865 | 7.1459 | -3.7223 | 30.7001 | -3.3649 | 34.2566 | -0.56809
5534 | 2.3858 | -4.0438 | 10.9706 | -8.044 | 33.3054 | -1.6042 | 29.6368 | -4.1361 | 70.5608 | 13.0882 | 7.1421 | -3.7262 | 30.6505 | -3.4144 | 34.2624 | -0.56237
5535 | 2.3699 | -4.0585 | 10.9726 | -8.0411 | 33.2994 | -1.6091 | 29.6533 | -4.1193 | 70.5666 | 13.0898 | 7.1382 | -3.73 | 30.7278 | -3.3372 | 34.3106 | -0.51415
5536 | 2.3539 | -4.0731 | 10.9746 | -8.0383 | 33.2934 | -1.6139 | 29.6699 | -4.1025 | 70.5724 | 13.0914 | 7.1344 | -3.7338 | 30.6644 | -3.4005 | 34.3364 | -0.48833
5537 | 2.338 | -4.0878 | 10.9765 | -8.0354 | 33.2874 | -1.6187 | 29.6864 | -4.0857 | 70.5782 | 13.093 | 7.1306 | -3.7377 | 30.6816 | -3.3832 | 34.3508 | -0.47391
5538 | 2.3238 | -4.1025 | 10.9785 | -8.0325 | 33.2805 | -1.6236 | 29.703 | -4.069 | 70.5312 | 13.0946 | 7.1267 | -3.7415 | 30.6111 | -3.4538 | 34.3878 | -0.4369
5539 | 2.3125 | -4.1129 | 10.956 | -8.0571 | 33.2723 | -1.6318 | 29.7218 | -4.05 | 70.3998 | 12.9545 | 7.1502 | -3.718 | 30.5268 | -3.5379 | 34.4194 | -0.40532
5540 | 2.3011 | -4.1233 | 10.9314 | -8.0817 | 33.2641 | -1.64 | 29.7405 | -4.031 | 70.2684 | 12.8144 | 7.1737 | -3.6945 | 30.5782 | -3.4866 | 34.3905 | -0.43427
5541 | 2.2898 | -4.1337 | 10.9068 | -8.1063 | 33.2559 | -1.6482 | 29.7593 | -4.012 | 70.137 | 12.6742 | 7.1972 | -3.671 | 30.6251 | -3.4397 | 34.3611 | -0.46359
5542 | 2.2784 | -4.1441 | 10.8822 | -8.1309 | 33.2477 | -1.6565 | 29.7781 | -3.993 | 70.0056 | 12.5341 | 7.2207 | -3.6475 | 30.5369 | -3.5278 | 34.348 | -0.47669
5543 | 2.2671 | -4.1546 | 10.8576 | -8.1555 | 33.2395 | -1.6647 | 29.7969 | -3.974 | 69.8742 | 12.3939 | 7.2443 | -3.624 | 30.4139 | -3.6508 | 34.2837 | -0.54101
5544 | 2.2555 | -4.165 | 10.8331 | -8.1801 | 33.2345 | -1.6729 | 29.8156 | -3.955 | 69.7423 | 12.2538 | 7.2678 | -3.6005 | 30.5262 | -3.5384 | 34.3154 | -0.50929
5545 | 2.2435 | -4.1764 | 10.8473 | -8.1621 | 33.2349 | -1.6717 | 29.8028 | -3.9676 | 69.6096 | 12.1219 | 7.3087 | -3.5596 | 30.3729 | -3.6917 | 34.2649 | -0.55984
5546 | 2.2315 | -4.1878 | 10.8647 | -8.144 | 33.2352 | -1.6706 | 29.79 | -3.9801 | 69.4768 | 11.9901 | 7.3496 | -3.5187 | 30.3438 | -3.7208 | 34.1919 | -0.63284
5547 | 2.2195 | -4.1992 | 10.8821 | -8.126 | 33.2356 | -1.6694 | 29.7772 | -3.9927 | 69.3441 | 11.8582 | 7.3905 | -3.4778 | 30.3602 | -3.7044 | 34.1597 | -0.66499
5548 | 2.2075 | -4.2106 | 10.8995 | -8.108 | 33.236 | -1.6682 | 29.7644 | -4.0053 | 69.2114 | 11.7263 | 7.4314 | -3.4369 | 30.3461 | -3.7184 | 34.1297 | -0.69502
5549 | 2.1955 | -4.222 | 10.9169 | -8.09 | 33.2363 | -1.6671 | 29.7516 | -4.0179 | 69.0786 | 11.5945 | 7.4723 | -3.396 | 30.2127 | -3.8518 | 34.0006 | -0.8241
5550 | 2.1918 | -4.2334 | 10.9343 | -8.072 | 33.2381 | -1.6659 | 29.7388 | -4.0305 | 68.9851 | 11.4626 | 7.5132 | -3.355 | 30.1682 | -3.8963 | 33.8957 | -0.92903
5551 | 2.202 | -4.2211 | 10.9477 | -8.0587 | 33.2422 | -1.6614 | 29.7032 | -4.0659 | 68.9567 | 11.4415 | 7.5142 | -3.354 | 30.1778 | -3.8866 | 33.8304 | -0.99431
5552 | 2.2121 | -4.2088 | 10.9607 | -8.0453 | 33.2463 | -1.6568 | 29.6675 | -4.1013 | 68.9283 | 11.4204 | 7.5152 | -3.353 | 30.1391 | -3.9253 | 33.7587 | -1.066
5553 | 2.2223 | -4.1965 | 10.9736 | -8.032 | 33.2504 | -1.6523 | 29.6319 | -4.1367 | 68.8999 | 11.3993 | 7.5163 | -3.352 | 30.1638 | -3.9006 | 33.8053 | -1.0194
5554 | 2.2325 | -4.1842 | 10.9866 | -8.0186 | 33.2546 | -1.6477 | 29.5962 | -4.1722 | 68.8716 | 11.3782 | 7.5173 | -3.351 | 30.0479 | -4.0165 | 33.7198 | -1.1049
5555 | 2.2426 | -4.1719 | 10.9996 | -8.0053 | 33.2587 | -1.6432 | 29.5606 | -4.2076 | 68.8432 | 11.3571 | 7.5183 | -3.3499 | 30.1237 | -3.9406 | 33.7105 | -1.1142
5556 | 2.2488 | -4.1596 | 11.0126 | -7.992 | 33.2563 | -1.6387 | 29.5249 | -4.243 | 68.8091 | 11.336 | 7.5193 | -3.3489 | 30.1179 | -3.9464 | 33.4959 | -1.3289
5557 | 2.2481 | -4.1605 | 11.0397 | -7.9634 | 33.2429 | -1.653 | 29.4884 | -4.2793 | 68.7652 | 11.291 | 7.5205 | -3.3477 | 30.0156 | -4.0487 | 33.4403 | -1.3845
5558 | 2.2474 | -4.1613 | 11.0679 | -7.9348 | 33.2295 | -1.6674 | 29.452 | -4.3156 | 68.7212 | 11.2459 | 7.5217 | -3.3466 | 30.1053 | -3.9589 | 33.443 | -1.3818
5559 | 2.2467 | -4.1621 | 11.0961 | -7.9062 | 33.2161 | -1.6817 | 29.4155 | -4.3518 | 68.6773 | 11.2009 | 7.5228 | -3.3454 | 30.1374 | -3.9268 | 33.2727 | -1.552
5560 | 2.246 | -4.163 | 11.1243 | -7.8776 | 33.2027 | -1.6961 | 29.379 | -4.3881 | 68.6334 | 11.1558 | 7.524 | -3.3442 | 30.1809 | -3.8832 | 33.2625 | -1.5622
5561 | 2.2454 | -4.1638 | 11.1525 | -7.849 | 33.1893 | -1.7104 | 29.3425 | -4.4243 | 68.5895 | 11.1108 | 7.5252 | -3.3431 | 29.9938 | -4.0704 | 33.1337 | -1.691
5562 | 2.2585 | -4.1647 | 11.1807 | -7.8205 | 33.1665 | -1.7248 | 29.3061 | -4.4606 | 68.571 | 11.0658 | 7.5263 | -3.3419 | 30.0812 | -3.9829 | 33.1801 | -1.6446
5563 | 2.2958 | -4.1242 | 11.2194 | -7.7801 | 33.1272 | -1.7654 | 29.2526 | -4.5138 | 68.5965 | 11.0963 | 7.5128 | -3.3554 | 30.1634 | -3.9007 | 33.0258 | -1.7989
5564 | 2.3331 | -4.0837 | 11.259 | -7.7396 | 33.0879 | -1.8061 | 29.1991 | -4.5671 | 68.6221 | 11.1268 | 7.4993 | -3.3689 | 30.096 | -3.9681 | 33.0257 | -1.799
5565 | 2.3704 | -4.0433 | 11.2985 | -7.6992 | 33.0487 | -1.8467 | 29.1456 | -4.6204 | 68.6476 | 11.1573 | 7.4859 | -3.3824 | 30.2309 | -3.8332 | 33.0026 | -1.8221
5566 | 2.4077 | -4.0028 | 11.3381 | -7.6588 | 33.0094 | -1.8874 | 29.0921 | -4.6736 | 68.6732 | 11.1878 | 7.4724 | -3.3958 | 30.1388 | -3.9252 | 32.9575 | -1.8672
5567 | 2.445 | -3.9624 | 11.3777 | -7.6184 | 32.9702 | -1.928 | 29.0386 | -4.7269 | 68.6987 | 11.2183 | 7.4589 | -3.4093 | 30.3048 | -3.7592 | 32.9402 | -1.8845
5568 | 2.4855 | -3.9219 | 11.4172 | -7.578 | 32.9616 | -1.9687 | 28.9852 | -4.7801 | 68.755 | 11.2488 | 7.4454 | -3.4228 | 30.3106 | -3.7533 | 32.9955 | -1.8293
5569 | 2.5319 | -3.8745 | 11.4334 | -7.5628 | 33.0076 | -1.9169 | 28.9739 | -4.7912 | 68.8656 | 11.3649 | 7.4176 | -3.4507 | 30.3575 | -3.7064 | 32.931 | -1.8937
5570 | 2.5783 | -3.827 | 11.4479 | -7.5476 | 33.0536 | -1.8652 | 28.9626 | -4.8022 | 68.9762 | 11.481 | 7.3897 | -3.4785 | 30.2918 | -3.7721 | 32.9298 | -1.8949
5571 | 2.6246 | -3.7796 | 11.4623 | -7.5324 | 33.0996 | -1.8134 | 28.9514 | -4.8132 | 69.0868 | 11.5971 | 7.3619 | -3.5063 | 30.3874 | -3.6765 | 32.913 | -1.9117
5572 | 2.671 | -3.7321 | 11.4767 | -7.5171 | 33.1456 | -1.7617 | 28.9401 | -4.8243 | 69.1974 | 11.7132 | 7.334 | -3.5342 | 30.5038 | -3.56 | 32.9662 | -1.8585
5573 | 2.7174 | -3.6847 | 11.4911 | -7.5019 | 33.1916 | -1.71 | 28.9289 | -4.8353 | 69.3081 | 11.8293 | 7.3062 | -3.562 | 30.3817 | -3.6821 | 33.0586 | -1.7661
5574 | 2.7587 | -3.6372 | 11.5055 | -7.4867 | 33.2259 | -1.6582 | 28.9176 | -4.8463 | 69.3929 | 11.9454 | 7.2783 | -3.5899 | 30.5879 | -3.4758 | 33.0702 | -1.7545
5575 | 2.7907 | -3.6055 | 11.4979 | -7.495 | 33.2391 | -1.6472 | 28.9435 | -4.8203 | 69.4308 | 11.9788 | 7.2496 | -3.6187 | 30.6135 | -3.4502 | 33.027 | -1.7977
5576 | 2.8228 | -3.5737 | 11.4886 | -7.5033 | 33.2522 | -1.6363 | 28.9693 | -4.7942 | 69.4688 | 12.0122 | 7.2208 | -3.6474 | 30.6883 | -3.3754 | 33.2401 | -1.5846
5577 | 2.8548 | -3.5419 | 11.4793 | -7.5116 | 33.2654 | -1.6253 | 28.9952 | -4.7681 | 69.5067 | 12.0456 | 7.192 | -3.6762 | 30.7338 | -3.3299 | 33.1753 | -1.6494
5578 | 2.8869 | -3.5102 | 11.47 | -7.5199 | 33.2786 | -1.6143 | 29.021 | -4.7421 | 69.5447 | 12.079 | 7.1632 | -3.705 | 30.6888 | -3.3748 | 33.2961 | -1.5286
5579 | 2.9189 | -3.4784 | 11.4607 | -7.5282 | 33.2917 | -1.6034 | 29.0468 | -4.716 | 69.5826 | 12.1124 | 7.1344 | -3.7338 | 30.7331 | -3.3305 | 33.3201 | -1.5046
5580 | 2.9477 | -3.4466 | 11.4514 | -7.5366 | 33.3165 | -1.5924 | 29.0727 | -4.6899 | 69.6543 | 12.1458 | 7.1056 | -3.7626 | 30.7994 | -3.2641 | 33.4174 | -1.4073
5581 | 2.9706 | -3.4236 | 11.4073 | -7.5831 | 33.3628 | -1.5437 | 29.117 | -4.6454 | 69.7886 | 12.2868 | 7.0894 | -3.7788 | 30.7507 | -3.3129 | 33.4953 | -1.3294
5582 | 2.9935 | -3.4006 | 11.3606 | -7.6297 | 33.4092 | -1.4949 | 29.1612 | -4.6009 | 69.9229 | 12.4277 | 7.0731 | -3.7951 | 30.8118 | -3.2518 | 33.6737 | -1.151
5583 | 3.0164 | -3.3775 | 11.3138 | -7.6762 | 33.4555 | -1.4462 | 29.2055 | -4.5565 | 70.0572 | 12.5686 | 7.0569 | -3.8114 | 30.8387 | -3.2248 | 33.7236 | -1.1011
5584 | 3.0393 | -3.3545 | 11.2671 | -7.7228 | 33.5018 | -1.3975 | 29.2498 | -4.512 | 70.1915 | 12.7095 | 7.0406 | -3.8276 | 30.8463 | -3.2172 | 33.7695 | -1.0553
5585 | 3.0621 | -3.3315 | 11.2204 | -7.7693 | 33.5481 | -1.3487 | 29.294 | -4.4675 | 70.3258 | 12.8505 | 7.0243 | -3.8439 | 30.7991 | -3.2643 | 33.8327 | -0.99198
5586 | 3.0829 | -3.3085 | 11.1737 | -7.8159 | 33.5836 | -1.3 | 29.3383 | -4.423 | 70.4687 | 12.9914 | 7.0081 | -3.8601 | 30.8325 | -3.2309 | 33.9617 | -0.86301
5587 | 3.0996 | -3.2914 | 11.156 | -7.8307 | 33.5986 | -1.2869 | 29.348 | -4.4131 | 70.6279 | 13.152 | 6.9824 | -3.8858 | 30.8317 | -3.2317 | 33.9255 | -0.8992
5588 | 3.1164 | -3.2744 | 11.1406 | -7.8455 | 33.6135 | -1.2737 | 29.3576 | -4.4032 | 70.787 | 13.3126 | 6.9568 | -3.9114 | 30.9446 | -3.1187 | 33.9113 | -0.9134
5589 | 3.1331 | -3.2573 | 11.1251 | -7.8603 | 33.6285 | -1.2606 | 29.3673 | -4.3933 | 70.9461 | 13.4732 | 6.9311 | -3.9371 | 30.8603 | -3.2031 | 34.0501 | -0.77457
5590 | 3.1498 | -3.2403 | 11.1097 | -7.8751 | 33.6435 | -1.2475 | 29.377 | -4.3834 | 71.1053 | 13.6339 | 6.9055 | -3.9628 | 30.8368 | -3.2265 | 34.0456 | -0.77914
5591 | 3.1666 | -3.2232 | 11.0942 | -7.8899 | 33.6585 | -1.2343 | 29.3866 | -4.3735 | 71.2644 | 13.7945 | 6.8798 | -3.9884 | 30.7802 | -3.283 | 34.2882 | -0.53653
5592 | 3.1734 | -3.2062 | 11.0787 | -7.9047 | 33.6695 | -1.2212 | 29.3963 | -4.3637 | 71.3541 | 13.9551 | 6.8542 | -4.014 | 30.6899 | -3.3733 | 34.2347 | -0.59002
5593 | 3.1609 | -3.2197 | 11.0531 | -7.9303 | 33.6728 | -1.2183 | 29.4434 | -4.3163 | 71.3092 | 13.8982 | 6.8745 | -3.9937 | 30.7147 | -3.3485 | 34.3672 | -0.45751
5594 | 3.1484 | -3.2333 | 11.0268 | -7.956 | 33.6761 | -1.2153 | 29.4905 | -4.269 | 71.2643 | 13.8414 | 6.8948 | -3.9734 | 30.7606 | -3.3026 | 34.365 | -0.45969
5595 | 3.136 | -3.2468 | 11.0005 | -7.9816 | 33.6794 | -1.2124 | 29.5375 | -4.2217 | 71.2194 | 13.7845 | 6.9151 | -3.9531 | 30.643 | -3.4201 | 34.462 | -0.3627
5596 | 3.1235 | -3.2603 | 10.9742 | -8.0072 | 33.6827 | -1.2094 | 29.5846 | -4.1744 | 71.1745 | 13.7276 | 6.9355 | -3.9328 | 30.7213 | -3.3418 | 34.3675 | -0.45718
5597 | 3.111 | -3.2739 | 10.9479 | -8.0328 | 33.686 | -1.2065 | 29.6317 | -4.1271 | 71.1296 | 13.6707 | 6.9558 | -3.9124 | 30.6248 | -3.4383 | 34.554 | -0.27074
5598 | 3.0916 | -3.2874 | 10.9215 | -8.0585 | 33.6848 | -1.2036 | 29.6788 | -4.0798 | 71.0472 | 13.6139 | 6.9761 | -3.8921 | 30.581 | -3.482 | 34.3821 | -0.4426
5599 | 3.0582 | -3.3213 | 10.8825 | -8.098 | 33.6749 | -1.214 | 29.719 | -4.0394 | 70.8904 | 13.4515 | 7.0032 | -3.8651 | 30.6213 | -3.4417 | 34.4816 | -0.34315
5600 | 3.0248 | -3.3551 | 10.8426 | -8.1376 | 33.665 | -1.2245 | 29.7591 | -3.999 | 70.7336 | 13.2892 | 7.0302 | -3.838 | 30.4984 | -3.5647 | 34.6052 | -0.21948
5601 | 2.9915 | -3.389 | 10.8027 | -8.1771 | 33.655 | -1.235 | 29.7993 | -3.9586 | 70.5768 | 13.1269 | 7.0573 | -3.8109 | 30.6065 | -3.4564 | 34.6312 | -0.19352
5602 | 2.9581 | -3.4228 | 10.7628 | -8.2167 | 33.6451 | -1.2455 | 29.8394 | -3.9183 | 70.42 | 12.9645 | 7.0843 | -3.7839 | 30.5224 | -3.5406 | 34.6108 | -0.2139
5603 | 2.9247 | -3.4567 | 10.7229 | -8.2563 | 33.6352 | -1.2559 | 29.8796 | -3.8779 | 70.2633 | 12.8022 | 7.1114 | -3.7568 | 30.3951 | -3.6678 | 34.585 | -0.23969
5604 | 2.9002 | -3.4905 | 10.6829 | -8.2958 | 33.6273 | -1.2664 | 29.9198 | -3.8375 | 70.1185 | 12.6399 | 7.1385 | -3.7298 | 30.4543 | -3.6086 | 34.6275 | -0.19717
5605 | 2.8935 | -3.4949 | 10.6578 | -8.3194 | 33.6238 | -1.2693 | 29.938 | -3.819 | 69.9981 | 12.5223 | 7.1679 | -3.7003 | 30.4228 | -3.6401 | 34.5512 | -0.2735
5606 | 2.8868 | -3.4993 | 10.6337 | -8.343 | 33.6203 | -1.2722 | 29.9563 | -3.8005 | 69.8778 | 12.4048 | 7.1974 | -3.6708 | 30.4812 | -3.5816 | 34.5925 | -0.23215
5607 | 2.8801 | -3.5037 | 10.6096 | -8.3666 | 33.6168 | -1.275 | 29.9746 | -3.782 | 69.7574 | 12.2872 | 7.2269 | -3.6414 | 30.4669 | -3.596 | 34.605 | -0.21968
5608 | 2.8734 | -3.5082 | 10.5855 | -8.3902 | 33.6133 | -1.2779 | 29.9928 | -3.7635 | 69.637 | 12.1697 | 7.2563 | -3.6119 | 30.4036 | -3.6592 | 34.7917 | -0.033005
5609 | 2.8667 | -3.5126 | 10.5614 | -8.4138 | 33.6098 | -1.2808 | 30.0111 | -3.745 | 69.5167 | 12.0521 | 7.2858 | -3.5824 | 30.2731 | -3.7896 | 34.5522 | -0.27251
5610 | 2.8626 | -3.517 | 10.5373 | -8.4374 | 33.604 | -1.2837 | 30.0294 | -3.7266 | 69.4035 | 11.9346 | 7.3153 | -3.553 | 30.2938 | -3.7689 | 34.6748 | -0.14991
5611 | 2.8637 | -3.5149 | 10.5157 | -8.4585 | 33.5935 | -1.2944 | 30.0246 | -3.7311 | 69.3054 | 11.8379 | 7.3337 | -3.5345 | 30.3362 | -3.7265 | 34.579 | -0.24571
5612 | 2.8647 | -3.5128 | 10.4944 | -8.4796 | 33.5829 | -1.3052 | 30.0198 | -3.7356 | 69.2072 | 11.7412 | 7.3521 | -3.5161 | 30.4037 | -3.6589 | 34.4907 | -0.33403
5613 | 2.8658 | -3.5107 | 10.4731 | -8.5008 | 33.5723 | -1.316 | 30.0151 | -3.7402 | 69.1091 | 11.6445 | 7.3705 | -3.4977 | 30.3561 | -3.7066 | 34.5031 | -0.32159
5614 | 2.8669 | -3.5086 | 10.4517 | -8.5219 | 33.5618 | -1.3267 | 30.0103 | -3.7447 | 69.0109 | 11.5479 | 7.3889 | -3.4793 | 30.3577 | -3.705 | 34.583 | -0.24166
5615 | 2.868 | -3.5065 | 10.4304 | -8.543 | 33.5512 | -1.3375 | 30.0056 | -3.7492 | 68.9128 | 11.4512 | 7.4074 | -3.4609 | 30.3522 | -3.7104 | 34.4101 | -0.41463
5616 | 2.87 | -3.5045 | 10.4091 | -8.5642 | 33.5403 | -1.3483 | 30.0008 | -3.7538 | 68.853 | 11.3545 | 7.4258 | -3.4425 | 30.3373 | -3.7253 | 34.3742 | -0.45054
5617 | 2.874 | -3.4996 | 10.4167 | -8.554 | 33.5285 | -1.3599 | 29.9785 | -3.7758 | 68.8749 | 11.3834 | 7.451 | -3.4172 | 30.2938 | -3.7687 | 34.3238 | -0.50089
5618 | 2.8781 | -3.4948 | 10.4263 | -8.5439 | 33.5167 | -1.3715 | 29.9563 | -3.7979 | 68.8967 | 11.4123 | 7.4762 | -3.392 | 30.2696 | -3.7929 | 34.2653 | -0.55937
5619 | 2.8821 | -3.49 | 10.436 | -8.5338 | 33.5049 | -1.3832 | 29.934 | -3.8199 | 68.9186 | 11.4412 | 7.5015 | -3.3668 | 30.2464 | -3.8161 | 34.1326 | -0.69212
5620 | 2.8861 | -3.4851 | 10.4456 | -8.5237 | 33.4931 | -1.3948 | 29.9117 | -3.8419 | 68.9404 | 11.4701 | 7.5267 | -3.3415 | 30.2445 | -3.8179 | 34.1633 | -0.66141
5621 | 2.8901 | -3.4803 | 10.4552 | -8.5135 | 33.4813 | -1.4064 | 29.8895 | -3.864 | 68.9622 | 11.499 | 7.5519 | -3.3163 | 30.2734 | -3.7891 | 34.0963 | -0.72836
5622 | 2.8911 | -3.4755 | 10.4648 | -8.5034 | 33.4648 | -1.418 | 29.8672 | -3.886 | 68.9794 | 11.5279 | 7.5771 | -3.2911 | 30.347 | -3.7154 | 34.1171 | -0.70756
5623 | 2.8855 | -3.481 | 10.4782 | -8.4899 | 33.4378 | -1.4456 | 29.8261 | -3.9269 | 68.9863 | 11.5339 | 7.5263 | -3.3419 | 30.3703 | -3.6921 | 34.0345 | -0.79023
5624 | 2.8799 | -3.4864 | 10.4919 | -8.4764 | 33.4109 | -1.4732 | 29.785 | -3.9678 | 68.9932 | 11.54 | 7.4755 | -3.3928 | 30.3021 | -3.7602 | 33.939 | -0.88567
5625 | 2.8743 | -3.4919 | 10.5055 | -8.4628 | 33.3839 | -1.5007 | 29.7439 | -4.0086 | 69.0002 | 11.5461 | 7.4246 | -3.4436 | 30.2918 | -3.7706 | 33.9891 | -0.83554
5626 | 2.8687 | -3.4974 | 10.5192 | -8.4493 | 33.357 | -1.5283 | 29.7028 | -4.0495 | 69.0071 | 11.5522 | 7.3738 | -3.4944 | 30.3123 | -3.75 | 33.9338 | -0.89088
5627 | 2.8631 | -3.5029 | 10.5328 | -8.4358 | 33.33 | -1.5559 | 29.6617 | -4.0904 | 69.014 | 11.5583 | 7.323 | -3.5453 | 30.2939 | -3.7684 | 33.8804 | -0.94432
5628 | 2.8528 | -3.5084 | 10.5464 | -8.4223 | 33.3016 | -1.5834 | 29.6206 | -4.1313 | 69.0359 | 11.5644 | 7.2721 | -3.5961 | 30.2884 | -3.7738 | 33.855 | -0.96972
5629 | 2.8319 | -3.5294 | 10.6191 | -8.3449 | 33.2699 | -1.6152 | 29.5582 | -4.1934 | 69.0908 | 11.6224 | 7.2249 | -3.6434 | 30.311 | -3.7512 | 33.6316 | -1.1931
5630 | 2.811 | -3.5504 | 10.6957 | -8.2675 | 33.2381 | -1.6469 | 29.4959 | -4.2555 | 69.1458 | 11.6804 | 7.1776 | -3.6906 | 30.4152 | -3.6469 | 33.6945 | -1.1302
5631 | 2.7902 | -3.5715 | 10.7722 | -8.1902 | 33.2064 | -1.6787 | 29.4335 | -4.3177 | 69.2008 | 11.7384 | 7.1303 | -3.7379 | 30.3734 | -3.6888 | 33.6091 | -1.2156
5632 | 2.7693 | -3.5925 | 10.8488 | -8.1128 | 33.1747 | -1.7104 | 29.3712 | -4.3798 | 69.2557 | 11.7964 | 7.0831 | -3.7851 | 30.3526 | -3.7095 | 33.5829 | -1.2418
5633 | 2.7484 | -3.6135 | 10.9253 | -8.0354 | 33.1429 | -1.7421 | 29.3088 | -4.4419 | 69.3107 | 11.8544 | 7.0358 | -3.8324 | 30.4535 | -3.6086 | 33.642 | -1.1827
5634 | 2.7294 | -3.6345 | 11.0019 | -7.958 | 33.1106 | -1.7739 | 29.2465 | -4.5041 | 69.4061 | 11.9124 | 6.9886 | -3.8797 | 30.4195 | -3.6425 | 33.5409 | -1.2838
5635 | 2.7146 | -3.6483 | 11.0532 | -7.908 | 33.0771 | -1.8073 | 29.2084 | -4.5419 | 69.5933 | 12.1069 | 6.9739 | -3.8943 | 30.4715 | -3.5905 | 33.5374 | -1.2873
5636 | 2.6998 | -3.662 | 11.1028 | -7.858 | 33.0435 | -1.8407 | 29.1704 | -4.5797 | 69.7806 | 12.3015 | 6.9593 | -3.9089 | 30.4377 | -3.6243 | 33.4196 | -1.4051
5637 | 2.685 | -3.6758 | 11.1525 | -7.8079 | 33.01 | -1.8742 | 29.1323 | -4.6175 | 69.9678 | 12.496 | 6.9446 | -3.9236 | 30.4952 | -3.5668 | 33.3645 | -1.4602
5638 | 2.6702 | -3.6896 | 11.2021 | -7.7579 | 32.9764 | -1.9076 | 29.0943 | -4.6554 | 70.1551 | 12.6906 | 6.93 | -3.9382 | 30.5245 | -3.5374 | 33.3998 | -1.4249
5639 | 2.6555 | -3.7033 | 11.2518 | -7.7078 | 32.9429 | -1.941 | 29.0562 | -4.6932 | 70.3424 | 12.8851 | 6.9154 | -3.9529 | 30.4544 | -3.6075 | 33.407 | -1.4177
5640 | 2.641 | -3.7171 | 11.3014 | -7.6578 | 32.9243 | -1.9745 | 29.0181 | -4.731 | 70.4615 | 13.0797 | 6.9007 | -3.9675 | 30.4224 | -3.6395 | 33.4759 | -1.3487
5641 | 2.6275 | -3.7299 | 11.3646 | -7.5929 | 32.9409 | -1.955 | 28.9931 | -4.7559 | 70.4221 | 13.0283 | 6.8652 | -4.003 | 30.4456 | -3.6163 | 33.4982 | -1.3265
5642 | 2.614 | -3.7427 | 11.4286 | -7.5279 | 32.9575 | -1.9356 | 28.9681 | -4.7807 | 70.3826 | 12.9769 | 6.8296 | -4.0386 | 30.4717 | -3.5901 | 33.6101 | -1.2146
5643 | 2.6004 | -3.7556 | 11.4926 | -7.463 | 32.974 | -1.9162 | 28.943 | -4.8055 | 70.3432 | 12.9255 | 6.7941 | -4.0741 | 30.6283 | -3.4335 | 33.5407 | -1.284
5644 | 2.5869 | -3.7684 | 11.5566 | -7.3981 | 32.9906 | -1.8968 | 28.918 | -4.8303 | 70.3037 | 12.8741 | 6.7585 | -4.1097 | 30.5853 | -3.4765 | 33.6977 | -1.127
5645 | 2.5734 | -3.7812 | 11.6205 | -7.3332 | 33.0071 | -1.8774 | 28.8929 | -4.8551 | 70.2643 | 12.8227 | 6.723 | -4.1452 | 30.6256 | -3.4362 | 33.6455 | -1.1792
5646 | 2.5682 | -3.7941 | 11.6845 | -7.2683 | 33.0297 | -1.858 | 28.8679 | -4.8799 | 70.257 | 12.7713 | 6.6875 | -4.1808 | 30.5814 | -3.4803 | 33.7024 | -1.1223
5647 | 2.5829 | -3.7772 | 11.7118 | -7.2422 | 33.0665 | -1.82 | 28.8813 | -4.8663 | 70.3267 | 12.8476 | 6.6645 | -4.2038 | 30.6789 | -3.3828 | 33.7333 | -1.0914
5648 | 2.5977 | -3.7603 | 11.7367 | -7.2161 | 33.1034 | -1.782 | 28.8947 | -4.8527 | 70.3964 | 12.9239 | 6.6415 | -4.2268 | 30.6447 | -3.417 | 33.7119 | -1.1128
5649 | 2.6124 | -3.7435 | 11.7617 | -7.19 | 33.1403 | -1.744 | 28.908 | -4.8391 | 70.4661 | 13.0002 | 6.6185 | -4.2498 | 30.601 | -3.4606 | 33.7506 | -1.0741
5650 | 2.6272 | -3.7266 | 11.7867 | -7.1639 | 33.1772 | -1.706 | 28.9214 | -4.8255 | 70.5358 | 13.0765 | 6.5955 | -4.2728 | 30.6357 | -3.4259 | 33.8609 | -0.96381
5651 | 2.6419 | -3.7097 | 11.8116 | -7.1377 | 33.214 | -1.668 | 28.9348 | -4.8119 | 70.6055 | 13.1529 | 6.5724 | -4.2958 | 30.7121 | -3.3494 | 33.8672 | -0.95749
5652 | 2.6552 | -3.6929 | 11.8366 | -7.1116 | 33.2496 | -1.63 | 28.9482 | -4.7983 | 70.6505 | 13.2292 | 6.5495 | -4.3188 | 30.6174 | -3.4442 | 33.9813 | -0.84336
5653 | 2.665 | -3.6828 | 11.8015 | -7.1496 | 33.2822 | -1.5975 | 28.9843 | -4.7619 | 70.6352 | 13.2096 | 6.61 | -4.2583 | 30.6168 | -3.4447 | 34.0493 | -0.7754
5654 | 2.6747 | -3.6727 | 11.7628 | -7.1876 | 33.3147 | -1.565 | 29.0204 | -4.7256 | 70.62 | 13.1901 | 6.6705 | -4.1977 | 30.6246 | -3.4369 | 34.0797 | -0.74496
5655 | 2.6844 | -3.6627 | 11.7241 | -7.2255 | 33.3472 | -1.5326 | 29.0565 | -4.6893 | 70.6047 | 13.1705 | 6.731 | -4.1372 | 30.7214 | -3.3401 | 33.9796 | -0.84503
5656 | 2.6942 | -3.6526 | 11.6854 | -7.2635 | 33.3798 | -1.5001 | 29.0927 | -4.6529 | 70.5894 | 13.151 | 6.7915 | -4.0767 | 30.6715 | -3.3899 | 34.1732 | -0.65149
5657 | 2.7039 | -3.6426 | 11.6466 | -7.3014 | 33.4123 | -1.4676 | 29.1288 | -4.6166 | 70.5741 | 13.1314 | 6.8521 | -4.0162 | 30.6356 | -3.4258 | 34.2908 | -0.53386
5658 | 2.7182 | -3.6325 | 11.6079 | -7.3394 | 33.4442 | -1.4351 | 29.1649 | -4.5802 | 70.5572 | 13.1118 | 6.9126 | -3.9556 | 30.6418 | -3.4196 | 34.2272 | -0.59751
5659 | 2.7437 | -3.6055 | 11.5474 | -7.4009 | 33.4747 | -1.4046 | 29.2272 | -4.5177 | 70.5363 | 13.0912 | 6.9435 | -3.9247 | 30.6507 | -3.4106 | 34.3398 | -0.48489
5660 | 2.7693 | -3.5784 | 11.4856 | -7.4625 | 33.5051 | -1.374 | 29.2896 | -4.4551 | 70.5154 | 13.0706 | 6.9745 | -3.8937 | 30.7215 | -3.3398 | 34.3039 | -0.5208
5661 | 2.7949 | -3.5514 | 11.4238 | -7.524 | 33.5355 | -1.3435 | 29.3519 | -4.3925 | 70.4945 | 13.05 | 7.0055 | -3.8628 | 30.5683 | -3.493 | 34.3537 | -0.47095
5662 | 2.8205 | -3.5243 | 11.362 | -7.5855 | 33.566 | -1.3129 | 29.4143 | -4.3299 | 70.4736 | 13.0294 | 7.0364 | -3.8318 | 30.5383 | -3.523 | 34.3543 | -0.47039
5663 | 2.8461 | -3.4973 | 11.3002 | -7.647 | 33.5964 | -1.2823 | 29.4766 | -4.2674 | 70.4527 | 13.0088 | 7.0674 | -3.8008 | 30.5847 | -3.4765 | 34.4304 | -0.39427
5664 | 2.8672 | -3.4702 | 11.2384 | -7.7086 | 33.622 | -1.2518 | 29.539 | -4.2048 | 70.4167 | 12.9882 | 7.0984 | -3.7699 | 30.5921 | -3.4691 | 34.3552 | -0.46946
5665 | 2.8771 | -3.4606 | 11.2033 | -7.7414 | 33.635 | -1.2394 | 29.5615 | -4.1821 | 70.342 | 12.9112 | 7.1576 | -3.7106 | 30.4986 | -3.5626 | 34.3329 | -0.49172
5666 | 2.8869 | -3.4509 | 11.1697 | -7.7743 | 33.6479 | -1.2271 | 29.584 | -4.1594 | 70.2674 | 12.8343 | 7.2168 | -3.6514 | 30.5098 | -3.5513 | 34.4675 | -0.35714
5667 | 2.8967 | -3.4412 | 11.1361 | -7.8072 | 33.6609 | -1.2147 | 29.6065 | -4.1366 | 70.1928 | 12.7574 | 7.276 | -3.5922 | 30.6059 | -3.4552 | 34.4625 | -0.36222
5668 | 2.9066 | -3.4315 | 11.1026 | -7.8401 | 33.6739 | -1.2024 | 29.6289 | -4.1139 | 70.1181 | 12.6805 | 7.3353 | -3.533 | 30.4331 | -3.628 | 34.3335 | -0.49117
5669 | 2.9164 | -3.4218 | 11.069 | -7.873 | 33.6869 | -1.1901 | 29.6514 | -4.0912 | 70.0435 | 12.6036 | 7.3945 | -3.4737 | 30.4454 | -3.6157 | 34.3515 | -0.47313
5670 | 2.9217 | -3.4122 | 11.0354 | -7.9058 | 33.6989 | -1.1777 | 29.6739 | -4.0685 | 69.9606 | 12.5266 | 7.4537 | -3.4145 | 30.4325 | -3.6285 | 34.2908 | -0.53387
5671 | 2.9152 | -3.4188 | 10.9871 | -7.9548 | 33.7084 | -1.1682 | 29.6849 | -4.0573 | 69.8559 | 12.421 | 7.5281 | -3.3401 | 30.4697 | -3.5913 | 34.1716 | -0.65312
5672 | 2.9086 | -3.4255 | 10.9379 | -8.0038 | 33.7178 | -1.1586 | 29.6959 | -4.046 | 69.7513 | 12.3154 | 7.6024 | -3.2658 | 30.4131 | -3.6479 | 34.2067 | -0.61794
5673 | 2.902 | -3.4321 | 10.8888 | -8.0528 | 33.7273 | -1.149 | 29.7069 | -4.0348 | 69.6467 | 12.2098 | 7.6768 | -3.1915 | 30.4501 | -3.6109 | 34.2343 | -0.59034
5674 | 2.8955 | -3.4388 | 10.8396 | -8.1018 | 33.7368 | -1.1395 | 29.7179 | -4.0236 | 69.542 | 12.1042 | 7.7511 | -3.1171 | 30.4548 | -3.6061 | 34.1846 | -0.64004
5675 | 2.8889 | -3.4454 | 10.7904 | -8.1508 | 33.7462 | -1.1299 | 29.729 | -4.0123 | 69.4374 | 11.9986 | 7.8255 | -3.0427 | 30.4442 | -3.6167 | 34.1761 | -0.64859
5676 | 2.8746 | -3.452 | 10.7412 | -8.1998 | 33.7396 | -1.1204 | 29.74 | -4.0011 | 69.3395 | 11.893 | 7.8998 | -2.9684 | 30.428 | -3.6329 | 34.1453 | -0.67938
5677 | 2.8393 | -3.488 | 10.7294 | -8.209 | 33.6895 | -1.1731 | 29.7055 | -4.0354 | 69.2598 | 11.815 | 7.9108 | -2.9574 | 30.4451 | -3.6158 | 33.9558 | -0.86885
5678 | 2.804 | -3.5239 | 10.7197 | -8.2182 | 33.6394 | -1.2258 | 29.671 | -4.0697 | 69.1802 | 11.7369 | 7.9218 | -2.9464 | 30.4252 | -3.6356 | 33.9405 | -0.88415
5679 | 2.7688 | -3.5599 | 10.7101 | -8.2274 | 33.5893 | -1.2784 | 29.6365 | -4.1039 | 69.1005 | 11.6588 | 7.9328 | -2.9354 | 30.3834 | -3.6774 | 33.9654 | -0.8593
5680 | 2.7335 | -3.5958 | 10.7004 | -8.2366 | 33.5392 | -1.3311 | 29.602 | -4.1382 | 69.0209 | 11.5808 | 7.9439 | -2.9244 | 30.4746 | -3.5862 | 33.889 | -0.93567
5681 | 2.6982 | -3.6318 | 10.6908 | -8.2458 | 33.4891 | -1.3838 | 29.5675 | -4.1725 | 68.9412 | 11.5027 | 7.9549 | -2.9134 | 30.4345 | -3.6263 | 33.8711 | -0.9536
5682 | 2.6692 | -3.6677 | 10.6811 | -8.255 | 33.4431 | -1.4365 | 29.533 | -4.2067 | 68.904 | 11.4247 | 7.9659 | -2.9024 | 30.4756 | -3.5852 | 33.8036 | -1.0211
5683 | 2.6577 | -3.6774 | 10.6793 | -8.2561 | 33.4087 | -1.4699 | 29.5024 | -4.2371 | 68.9841 | 11.5125 | 7.9234 | -2.9449 | 30.4794 | -3.5813 | 33.7041 | -1.1205
5684 | 2.6462 | -3.6871 | 10.6779 | -8.2572 | 33.3742 | -1.5033 | 29.4718 | -4.2675 | 69.0643 | 11.6004 | 7.8809 | -2.9874 | 30.5771 | -3.4836 | 33.7732 | -1.0514
5685 | 2.6347 | -3.6968 | 10.6766 | -8.2583 | 33.3398 | -1.5367 | 29.4412 | -4.2979 | 69.1445 | 11.6882 | 7.8384 | -3.0299 | 30.5687 | -3.4919 | 33.6763 | -1.1484
5686 | 2.6232 | -3.7064 | 10.6752 | -8.2595 | 33.3053 | -1.57 | 29.4106 | -4.3282 | 69.2246 | 11.776 | 7.7958 | -3.0724 | 30.5044 | -3.5562 | 33.6053 | -1.2194
5687 | 2.6117 | -3.7161 | 10.6738 | -8.2606 | 33.2709 | -1.6034 | 29.38 | -4.3586 | 69.3048 | 11.8639 | 7.7534 | -3.1149 | 30.5206 | -3.54 | 33.6248 | -1.1999
5688 | 2.5952 | -3.7258 | 10.6725 | -8.2617 | 33.2429 | -1.6368 | 29.3494 | -4.389 | 69.3727 | 11.9517 | 7.7108 | -3.1574 | 30.5715 | -3.4891 | 33.551 | -1.2736
5689 | 2.5645 | -3.7568 | 10.7025 | -8.2293 | 33.2333 | -1.6451 | 29.3124 | -4.4257 | 69.4057 | 11.9826 | 7.6521 | -3.2161 | 30.5228 | -3.5377 | 33.5352 | -1.2894
5690 | 2.5338 | -3.7878 | 10.7343 | -8.1969 | 33.2237 | -1.6534 | 29.2755 | -4.4624 | 69.4388 | 12.0136 | 7.5933 | -3.2749 | 30.5612 | -3.4993 | 33.4957 | -1.3289
5691 | 2.503 | -3.8188 | 10.7661 | -8.1646 | 33.2141 | -1.6617 | 29.2385 | -4.4991 | 69.4718 | 12.0445 | 7.5346 | -3.3337 | 30.6807 | -3.3798 | 33.4736 | -1.3511
5692 | 2.4723 | -3.8498 | 10.7978 | -8.1322 | 33.2045 | -1.6701 | 29.2016 | -4.5359 | 69.5048 | 12.0754 | 7.4758 | -3.3924 | 30.5831 | -3.4773 | 33.5445 | -1.2801
5693 | 2.4416 | -3.8808 | 10.8296 | -8.0998 | 33.1948 | -1.6784 | 29.1646 | -4.5726 | 69.5379 | 12.1063 | 7.417 | -3.4512 | 30.6597 | -3.4007 | 33.4451 | -1.3796
5694 | 2.4116 | -3.9117 | 10.8614 | -8.0674 | 33.1872 | -1.6867 | 29.1277 | -4.6093 | 69.5963 | 12.1373 | 7.3583 | -3.5099 | 30.6167 | -3.4437 | 33.4348 | -1.3899
5695 | 2.3836 | -3.9389 | 10.8864 | -8.0424 | 33.1854 | -1.6879 | 29.0884 | -4.6484 | 69.7289 | 12.2747 | 7.2157 | -3.6525 | 30.6539 | -3.4064 | 33.4983 | -1.3263
5696 | 2.3557 | -3.966 | 10.911 | -8.0174 | 33.1837 | -1.6892 | 29.0492 | -4.6874 | 69.8615 | 12.4122 | 7.0731 | -3.7951 | 30.6677 | -3.3926 | 33.4596 | -1.3651
5697 | 2.3277 | -3.9932 | 10.9356 | -7.9924 | 33.1819 | -1.6905 | 29.0099 | -4.7264 | 69.9941 | 12.5497 | 6.9305 | -3.9377 | 30.5584 | -3.5019 | 33.4321 | -1.3925
5698 | 2.2998 | -4.0203 | 10.9603 | -7.9674 | 33.1801 | -1.6917 | 28.9707 | -4.7654 | 70.1268 | 12.6872 | 6.7879 | -4.0803 | 30.6074 | -3.4529 | 33.4077 | -1.417
5699 | 2.2718 | -4.0474 | 10.9849 | -7.9423 | 33.1783 | -1.693 | 28.9314 | -4.8044 | 70.2594 | 12.8247 | 6.6453 | -4.2229 | 30.6291 | -3.4312 | 33.5167 | -1.3079
5700 | 2.2493 | -4.0746 | 11.0095 | -7.9173 | 33.1708 | -1.6943 | 28.8922 | -4.8435 | 70.3967 | 12.9622 | 6.5027 | -4.3655 | 30.7238 | -3.3364 | 33.459 | -1.3657
5701 | 2.2432 | -4.0791 | 11.0509 | -7.8744 | 33.146 | -1.7199 | 28.8887 | -4.8467 | 70.5481 | 13.1146 | 6.4297 | -4.4385 | 30.6663 | -3.3939 | 33.5448 | -1.2799
5702 | 2.2371 | -4.0835 | 11.0931 | -7.8315 | 33.1212 | -1.7455 | 28.8853 | -4.8499 | 70.6995 | 13.267 | 6.3567 | -4.5115 | 30.7247 | -3.3354 | 33.4928 | -1.3319
5703 | 2.231 | -4.088 | 11.1353 | -7.7886 | 33.0964 | -1.7711 | 28.8818 | -4.8532 | 70.8509 | 13.4194 | 6.2837 | -4.5845 | 30.67 | -3.3901 | 33.5475 | -1.2771
5704 | 2.2249 | -4.0925 | 11.1775 | -7.7457 | 33.0716 | -1.7967 | 28.8783 | -4.8564 | 71.0023 | 13.5718 | 6.2107 | -4.6575 | 30.7604 | -3.2997 | 33.5714 | -1.2532
5705 | 2.2188 | -4.097 | 11.2197 | -7.7028 | 33.0468 | -1.8223 | 28.8749 | -4.8596 | 71.1537 | 13.7241 | 6.1377 | -4.7305 | 30.7144 | -3.3457 | 33.6275 | -1.1971
5706 | 2.2132 | -4.1015 | 11.2619 | -7.6599 | 33.0294 | -1.8479 | 28.8714 | -4.8629 | 71.2288 | 13.8765 | 6.0647 | -4.8035 | 30.7364 | -3.3237 | 33.596 | -1.2287
5707 | 2.209 | -4.1051 | 11.2863 | -7.6359 | 33.035 | -1.8408 | 28.8802 | -4.8539 | 71.069 | 13.7038 | 6.0316 | -4.8366 | 30.7563 | -3.3037 | 33.6927 | -1.132
5708 | 2.2047 | -4.1086 | 11.3098 | -7.612 | 33.0406 | -1.8336 | 28.889 | -4.8449 | 70.9093 | 13.5311 | 5.9985 | -4.8697 | 30.7248 | -3.3352 | 33.7844 | -1.0402
5709 | 2.2005 | -4.1121 | 11.3332 | -7.5881 | 33.0462 | -1.8265 | 28.8977 | -4.8359 | 70.7495 | 13.3584 | 5.9654 | -4.9028 | 30.6856 | -3.3744 | 33.7204 | -1.1042
5710 | 2.1963 | -4.1157 | 11.3567 | -7.5642 | 33.0517 | -1.8194 | 28.9065 | -4.8269 | 70.5897 | 13.1857 | 5.9323 | -4.9359 | 30.7355 | -3.3244 | 33.7688 | -1.0559
5711 | 2.192 | -4.1192 | 11.3802 | -7.5402 | 33.0573 | -1.8122 | 28.9153 | -4.8178 | 70.4299 | 13.013 | 5.8993 | -4.969 | 30.6965 | -3.3634 | 33.926 | -0.89868
5712 | 2.1939 | -4.1227 | 11.4036 | -7.5163 | 33.0692 | -1.8051 | 28.9241 | -4.8088 | 70.3312 | 12.8403 | 5.8662 | -5.002 | 30.6396 | -3.4203 | 34.0161 | -0.80856
5713 | 2.215 | -4.0999 | 11.4362 | -7.4825 | 33.1012 | -1.7719 | 28.9694 | -4.7633 | 70.4259 | 12.9464 | 5.8937 | -4.9745 | 30.7118 | -3.348 | 34.13 | -0.69465
5714 | 2.2361 | -4.0771 | 11.4692 | -7.4486 | 33.1331 | -1.7387 | 29.0147 | -4.7178 | 70.5205 | 13.0525 | 5.9213 | -4.9469 | 30.6804 | -3.3794 | 34.1782 | -0.64641
5715 | 2.2572 | -4.0542 | 11.5022 | -7.4148 | 33.1651 | -1.7055 | 29.0599 | -4.6723 | 70.6151 | 13.1587 | 5.9489 | -4.9193 | 30.7343 | -3.3255 | 34.144 | -0.6806
5716 | 2.2784 | -4.0314 | 11.5352 | -7.381 | 33.197 | -1.6723 | 29.1052 | -4.6268 | 70.7097 | 13.2648 | 5.9764 | -4.8918 | 30.7771 | -3.2827 | 34.2458 | -0.57881
5717 | 2.2995 | -4.0086 | 11.5682 | -7.3472 | 33.229 | -1.6391 | 29.1505 | -4.5813 | 70.8044 | 13.3709 | 6.004 | -4.8642 | 30.7037 | -3.3561 | 34.3021 | -0.52254
5718 | 2.3184 | -3.9858 | 11.6012 | -7.3134 | 33.2591 | -1.6059 | 29.1958 | -4.5358 | 70.8404 | 13.4771 | 6.0316 | -4.8366 | 30.696 | -3.3637 | 34.3616 | -0.46309
5719 | 2.3304 | -3.9736 | 11.6002 | -7.3153 | 33.2832 | -1.5819 | 29.2463 | -4.485 | 70.6858 | 13.3123 | 6.0771 | -4.7911 | 30.6715 | -3.3882 | 34.4578 | -0.36682
5720 | 2.3424 | -3.9613 | 11.5974 | -7.3173 | 33.3074 | -1.5579 | 29.2968 | -4.4343 | 70.5313 | 13.1475 | 6.1227 | -4.7455 | 30.7208 | -3.3389 | 34.5171 | -0.30753
5721 | 2.3543 | -3.9491 | 11.5947 | -7.3193 | 33.3315 | -1.5339 | 29.3473 | -4.3836 | 70.3768 | 12.9827 | 6.1682 | -4.7 | 30.6755 | -3.3842 | 34.5807 | -0.24392
5722 | 2.3663 | -3.9369 | 11.592 | -7.3213 | 33.3556 | -1.5099 | 29.3978 | -4.3328 | 70.2222 | 12.8179 | 6.2138 | -4.6545 | 30.6927 | -3.3669 | 34.6419 | -0.18269
5723 | 2.3783 | -3.9247 | 11.5893 | -7.3233 | 33.3798 | -1.4859 | 29.4484 | -4.2821 | 70.0677 | 12.6531 | 6.2593 | -4.6089 | 30.6616 | -3.398 | 34.7267 | -0.097946
5724 | 2.3939 | -3.9125 | 11.5866 | -7.3253 | 33.4066 | -1.4619 | 29.4989 | -4.2313 | 69.9463 | 12.4883 | 6.3048 | -4.5634 | 30.6012 | -3.4583 | 34.7042 | -0.12042
5725 | 2.4217 | -3.8834 | 11.5597 | -7.3525 | 33.4423 | -1.4255 | 29.5641 | -4.1659 | 69.9354 | 12.484 | 6.3717 | -4.4965 | 30.5981 | -3.4615 | 34.6662 | -0.15841
5726 | 2.4496 | -3.8542 | 11.5317 | -7.3797 | 33.478 | -1.3892 | 29.6293 | -4.1005 | 69.9246 | 12.4796 | 6.4385 | -4.4297 | 30.5746 | -3.4849 | 34.6884 | -0.13625
5727 | 2.4774 | -3.8251 | 11.5037 | -7.4069 | 33.5137 | -1.3528 | 29.6945 | -4.035 | 69.9137 | 12.4753 | 6.5054 | -4.3628 | 30.5803 | -3.4792 | 34.7609 | -0.063733
5728 | 2.5053 | -3.7959 | 11.4757 | -7.4341 | 33.5494 | -1.3164 | 29.7597 | -3.9696 | 69.9029 | 12.471 | 6.5722 | -4.296 | 30.6186 | -3.4409 | 34.7484 | -0.07624
5729 | 2.5331 | -3.7667 | 11.4477 | -7.4613 | 33.5851 | -1.28 | 29.8249 | -3.9042 | 69.892 | 12.4666 | 6.6391 | -4.2291 | 30.5649 | -3.4945 | 34.7595 | -0.065149
5730 | 2.5578 | -3.7376 | 11.4197 | -7.4886 | 33.6137 | -1.2436 | 29.8901 | -3.8387 | 69.8758 | 12.4623 | 6.7059 | -4.1623 | 30.5963 | -3.4631 | 34.8167 | -0.0079419
5731 | 2.5715 | -3.7238 | 11.3612 | -7.5482 | 33.6179 | -1.2404 | 29.8859 | -3.8427 | 69.8412 | 12.4269 | 6.7957 | -4.0725 | 30.5033 | -3.5561 | 34.7102 | -0.11442
5732 | 2.5852 | -3.71 | 11.3013 | -7.6078 | 33.6221 | -1.2372 | 29.8817 | -3.8467 | 69.8066 | 12.3914 | 6.8855 | -3.9827 | 30.4732 | -3.5861 | 34.6689 | -0.15574
5733 | 2.599 | -3.6962 | 11.2414 | -7.6674 | 33.6263 | -1.234 | 29.8774 | -3.8507 | 69.772 | 12.356 | 6.9753 | -3.8929 | 30.5003 | -3.559 | 34.6669 | -0.15777
5734 | 2.6127 | -3.6824 | 11.1815 | -7.727 | 33.6306 | -1.2308 | 29.8732 | -3.8547 | 69.7374 | 12.3206 | 7.0651 | -3.8031 | 30.4634 | -3.5959 | 34.6459 | -0.17873
5735 | 2.6264 | -3.6685 | 11.1215 | -7.7867 | 33.6348 | -1.2276 | 29.869 | -3.8587 | 69.7028 | 12.2852 | 7.1549 | -3.7133 | 30.5092 | -3.5501 | 34.5945 | -0.2301
5736 | 2.6319 | -3.6547 | 11.0616 | -7.8463 | 33.6284 | -1.2244 | 29.8648 | -3.8627 | 69.6435 | 12.2498 | 7.2447 | -3.6236 | 30.4423 | -3.617 | 34.5292 | -0.29541
5737 | 2.6082 | -3.6792 | 11.0323 | -7.8737 | 33.5843 | -1.2701 | 29.8558 | -3.8714 | 69.4969 | 12.0993 | 7.2736 | -3.5947 | 30.4238 | -3.6354 | 34.436 | -0.3886
5738 | 2.5845 | -3.7037 | 11.0044 | -7.9012 | 33.5402 | -1.3158 | 29.8469 | -3.8801 | 69.3504 | 11.9489 | 7.3025 | -3.5658 | 30.4663 | -3.5929 | 34.4929 | -0.33178
5739 | 2.5608 | -3.7281 | 10.9764 | -7.9287 | 33.4961 | -1.3614 | 29.838 | -3.8888 | 69.2038 | 11.7984 | 7.3313 | -3.5369 | 30.5116 | -3.5476 | 34.325 | -0.49963
5740 | 2.537 | -3.7526 | 10.9485 | -7.9561 | 33.452 | -1.4071 | 29.829 | -3.8975 | 69.0572 | 11.648 | 7.3602 | -3.508 | 30.3672 | -3.6919 | 34.3258 | -0.49881
5741 | 2.5133 | -3.777 | 10.9206 | -7.9836 | 33.4079 | -1.4528 | 29.8201 | -3.9062 | 68.9106 | 11.4976 | 7.3891 | -3.4791 | 30.5205 | -3.5386 | 34.2278 | -0.59687
5742 | 2.488 | -3.8015 | 10.8926 | -8.011 | 33.364 | -1.4984 | 29.8112 | -3.9149 | 68.7949 | 11.3471 | 7.418 | -3.4502 | 30.4517 | -3.6074 | 34.2153 | -0.60933
5743 | 2.4567 | -3.8323 | 10.8747 | -8.0283 | 33.3205 | -1.5416 | 29.7601 | -3.9658 | 68.7915 | 11.3495 | 7.4682 | -3.4 | 30.3485 | -3.7106 | 34.0988 | -0.72582
5744 | 2.4255 | -3.8631 | 10.8572 | -8.0456 | 33.277 | -1.5848 | 29.709 | -4.0166 | 68.7881 | 11.352 | 7.5185 | -3.3497 | 30.4529 | -3.6061 | 34.2389 | -0.58577
5745 | 2.3943 | -3.8939 | 10.8397 | -8.0629 | 33.2335 | -1.6279 | 29.6579 | -4.0675 | 68.7847 | 11.3544 | 7.5687 | -3.2995 | 30.4807 | -3.5783 | 34.1639 | -0.66074
5746 | 2.363 | -3.9248 | 10.8222 | -8.0802 | 33.1901 | -1.6711 | 29.6068 | -4.1184 | 68.7812 | 11.3568 | 7.6189 | -3.2493 | 30.5368 | -3.5221 | 33.9149 | -0.90974
5747 | 2.3318 | -3.9556 | 10.8047 | -8.0974 | 33.1466 | -1.7143 | 29.5558 | -4.1692 | 68.7778 | 11.3592 | 7.6692 | -3.1991 | 30.4485 | -3.6105 | 33.923 | -0.90167
5748 | 2.296 | -3.9864 | 10.7872 | -8.1147 | 33.0998 | -1.7574 | 29.5047 | -4.2201 | 68.7958 | 11.3617 | 7.7194 | -3.1488 | 30.5672 | -3.4917 | 33.9753 | -0.84937
5749 | 2.2433 | -4.0392 | 10.8132 | -8.0863 | 33.0405 | -1.8171 | 29.4217 | -4.3028 | 68.8938 | 11.4636 | 7.6951 | -3.1732 | 30.6074 | -3.4515 | 33.8863 | -0.93835
5750 | 2.1907 | -4.092 | 10.841 | -8.058 | 32.9813 | -1.8767 | 29.3387 | -4.3856 | 68.9919 | 11.5655 | 7.6707 | -3.1975 | 30.6995 | -3.3594 | 33.9741 | -0.85051
5751 | 2.138 | -4.1447 | 10.8689 | -8.0296 | 32.922 | -1.9363 | 29.2557 | -4.4683 | 69.09 | 11.6674 | 7.6464 | -3.2219 | 30.6312 | -3.4276 | 33.8428 | -0.98186
5752 | 2.0853 | -4.1975 | 10.8968 | -8.0013 | 32.8628 | -1.9959 | 29.1727 | -4.5511 | 69.1881 | 11.7693 | 7.622 | -3.2462 | 30.6289 | -3.4299 | 33.8669 | -0.95772
5753 | 2.0326 | -4.2503 | 10.9247 | -7.9729 | 32.8035 | -2.0555 | 29.0898 | -4.6338 | 69.2862 | 11.8713 | 7.5977 | -3.2706 | 30.7169 | -3.3418 | 33.865 | -0.95966
5754 | 1.9929 | -4.3031 | 10.9525 | -7.9445 | 32.7529 | -2.1151 | 29.0068 | -4.7166 | 69.3954 | 11.9732 | 7.5733 | -3.2949 | 30.7233 | -3.3354 | 33.7569 | -1.0677
5755 | 2.0034 | -4.2897 | 10.9877 | -7.9085 | 32.7359 | -2.1305 | 28.9652 | -4.7579 | 69.5478 | 12.1277 | 7.5773 | -3.2909 | 30.7891 | -3.2696 | 33.7505 | -1.0742
5756 | 2.0139 | -4.2763 | 11.0231 | -7.8724 | 32.7188 | -2.1458 | 28.9237 | -4.7992 | 69.7002 | 12.2823 | 7.5812 | -3.287 | 30.6965 | -3.3622 | 33.8769 | -0.94768
5757 | 2.0244 | -4.2628 | 11.0586 | -7.8363 | 32.7017 | -2.1611 | 28.8821 | -4.8406 | 69.8526 | 12.4369 | 7.5852 | -3.283 | 30.7762 | -3.2825 | 33.8194 | -1.0052
5758 | 2.0349 | -4.2494 | 11.0941 | -7.8002 | 32.6847 | -2.1765 | 28.8406 | -4.8819 | 70.005 | 12.5914 | 7.5891 | -3.2791 | 30.7767 | -3.2819 | 33.7117 | -1.113
5759 | 2.0454 | -4.236 | 11.1295 | -7.7641 | 32.6676 | -2.1918 | 28.799 | -4.9232 | 70.1575 | 12.746 | 7.5931 | -3.2752 | 30.8527 | -3.2059 | 33.83 | -0.99464
5760 | 2.0593 | -4.2226 | 11.165 | -7.7281 | 32.6548 | -2.2071 | 28.7575 | -4.9645 | 70.2907 | 12.9006 | 7.597 | -3.2712 | 30.8133 | -3.2453 | 33.7772 | -1.0474
5761 | 2.0867 | -4.194 | 11.1904 | -7.7025 | 32.6591 | -2.2019 | 28.7346 | -4.9871 | 70.3472 | 12.9541 | 7.5694 | -3.2988 | 30.8695 | -3.1891 | 33.7992 | -1.0255
5762 | 2.1141 | -4.1654 | 11.2153 | -7.677 | 32.6634 | -2.1967 | 28.7118 | -5.0098 | 70.4037 | 13.0076 | 7.5419 | -3.3263 | 30.8505 | -3.208 | 33.8681 | -0.95656
5763 | 2.1415 | -4.1369 | 11.2402 | -7.6515 | 32.6677 | -2.1915 | 28.6889 | -5.0324 | 70.4603 | 13.0611 | 7.5143 | -3.3539 | 30.7877 | -3.2708 | 33.8034 | -1.0212
5764 | 2.1689 | -4.1083 | 11.2651 | -7.626 | 32.672 | -2.1863 | 28.6661 | -5.055 | 70.5168 | 13.1146 | 7.4867 | -3.3815 | 30.9419 | -3.1166 | 33.8882 | -0.93645
5765 | 2.1964 | -4.0797 | 11.29 | -7.6005 | 32.6763 | -2.1811 | 28.6432 | -5.0776 | 70.5733 | 13.1682 | 7.4592 | -3.409 | 30.9882 | -3.0702 | 33.9194 | -0.90526
5766 | 2.2247 | -4.0511 | 11.315 | -7.575 | 32.687 | -2.1759 | 28.6204 | -5.1003 | 70.6331 | 13.2217 | 7.4316 | -3.4366 | 30.9376 | -3.1208 | 33.776 | -1.0487
5767 | 2.2569 | -4.0181 | 11.3321 | -7.5576 | 32.7242 | -2.1375 | 28.614 | -5.1064 | 70.706 | 13.2956 | 7.3228 | -3.5454 | 30.9004 | -3.158 | 34.0831 | -0.7415
5768 | 2.2891 | -3.9851 | 11.3489 | -7.5402 | 32.7614 | -2.099 | 28.6076 | -5.1125 | 70.7788 | 13.3695 | 7.2139 | -3.6543 | 30.7991 | -3.2593 | 33.8258 | -0.99881
5769 | 2.3214 | -3.9521 | 11.3657 | -7.5228 | 32.7986 | -2.0605 | 28.6013 | -5.1187 | 70.8517 | 13.4434 | 7.1051 | -3.7631 | 30.8644 | -3.1939 | 33.9621 | -0.8625
5770 | 2.3536 | -3.919 | 11.3825 | -7.5054 | 32.8358 | -2.022 | 28.5949 | -5.1248 | 70.9246 | 13.5173 | 6.9963 | -3.8719 | 30.7383 | -3.32 | 33.8785 | -0.94611
5771 | 2.3858 | -3.886 | 11.3993 | -7.4881 | 32.873 | -1.9835 | 28.5885 | -5.1309 | 70.9975 | 13.5913 | 6.8875 | -3.9808 | 30.9278 | -3.1305 | 33.9115 | -0.9131
5772 | 2.4268 | -3.853 | 11.4161 | -7.4707 | 32.9075 | -1.945 | 28.5822 | -5.1371 | 71.0638 | 13.6652 | 6.7786 | -4.0896 | 30.876 | -3.1822 | 33.9331 | -0.89156
5773 | 2.5051 | -3.7725 | 11.4288 | -7.4574 | 32.9304 | -1.9224 | 28.6015 | -5.1176 | 71.1015 | 13.7021 | 6.7019 | -4.1663 | 30.6979 | -3.3603 | 33.925 | -0.89967
5774 | 2.5834 | -3.6921 | 11.4414 | -7.444 | 32.9532 | -1.8998 | 28.6208 | -5.098 | 71.1393 | 13.7391 | 6.6251 | -4.2431 | 30.8015 | -3.2567 | 33.9128 | -0.91181
5775 | 2.6617 | -3.6116 | 11.4539 | -7.4307 | 32.9761 | -1.8772 | 28.6401 | -5.0785 | 71.1771 | 13.776 | 6.5484 | -4.3198 | 30.6432 | -3.415 | 33.9897 | -0.83492
5776 | 2.74 | -3.5312 | 11.4664 | -7.4174 | 32.999 | -1.8546 | 28.6593 | -5.059 | 71.2148 | 13.813 | 6.4716 | -4.3966 | 30.7232 | -3.335 | 33.9486 | -0.876
5777 | 2.8183 | -3.4507 | 11.479 | -7.4041 | 33.0219 | -1.832 | 28.6786 | -5.0395 | 71.2526 | 13.8499 | 6.3948 | -4.4734 | 30.7991 | -3.259 | 34.0183 | -0.8063
5778 | 2.8886 | -3.3703 | 11.4915 | -7.3908 | 33.0455 | -1.8094 | 28.6979 | -5.02 | 71.2552 | 13.8869 | 6.3181 | -4.5501 | 30.6611 | -3.3969 | 33.9791 | -0.8455
5779 | 2.9241 | -3.3355 | 11.4658 | -7.4174 | 33.0721 | -1.7824 | 28.7399 | -4.9778 | 71.1033 | 13.7293 | 6.3347 | -4.5335 | 30.5411 | -3.517 | 33.9179 | -0.90667
5780 | 2.9597 | -3.3007 | 11.4386 | -7.4441 | 33.0987 | -1.7555 | 28.7819 | -4.9356 | 70.9514 | 13.5718 | 6.3512 | -4.517 | 30.5872 | -3.4709 | 33.987 | -0.83761
5781 | 2.9952 | -3.266 | 11.4114 | -7.4708 | 33.1253 | -1.7285 | 28.8239 | -4.8933 | 70.7995 | 13.4143 | 6.3678 | -4.5004 | 30.5172 | -3.5408 | 33.9993 | -0.82528
5782 | 3.0307 | -3.2312 | 11.3842 | -7.4975 | 33.152 | -1.7015 | 28.8658 | -4.8511 | 70.6476 | 13.2567 | 6.3844 | -4.4838 | 30.5597 | -3.4983 | 34.0488 | -0.77586
5783 | 3.0663 | -3.1964 | 11.3571 | -7.5241 | 33.1786 | -1.6745 | 28.9078 | -4.8089 | 70.4958 | 13.0992 | 6.401 | -4.4673 | 30.5403 | -3.5177 | 33.9912 | -0.83338
5784 | 3.1023 | -3.1616 | 11.3299 | -7.5508 | 33.206 | -1.6476 | 28.9498 | -4.7667 | 70.3581 | 12.9417 | 6.4175 | -4.4507 | 30.5258 | -3.5322 | 34.0243 | -0.8003
5785 | 3.1408 | -3.1224 | 11.3087 | -7.5714 | 33.237 | -1.6162 | 28.9678 | -4.7485 | 70.2855 | 12.872 | 6.3945 | -4.4737 | 30.5188 | -3.5391 | 34.0885 | -0.73609
5786 | 3.1793 | -3.0831 | 11.2876 | -7.592 | 33.268 | -1.5849 | 28.9859 | -4.7302 | 70.2128 | 12.8023 | 6.3714 | -4.4968 | 30.3378 | -3.7201 | 34.1232 | -0.7014
5787 | 3.2177 | -3.0438 | 11.2666 | -7.6126 | 33.299 | -1.5535 | 29.0039 | -4.7119 | 70.1401 | 12.7326 | 6.3483 | -4.5199 | 30.4716 | -3.5862 | 34.1297 | -0.69487
5788 | 3.2562 | -3.0046 | 11.2456 | -7.6332 | 33.33 | -1.5222 | 29.0219 | -4.6937 | 70.0675 | 12.663 | 6.3253 | -4.543 | 30.435 | -3.6229 | 34.1462 | -0.67844
5789 | 3.2947 | -2.9653 | 11.2246 | -7.6538 | 33.361 | -1.4908 | 29.04 | -4.6754 | 69.9948 | 12.5933 | 6.3022 | -4.566 | 30.4986 | -3.5592 | 34.038 | -0.78659
5790 | 3.3276 | -2.926 | 11.2036 | -7.6744 | 33.3888 | -1.4595 | 29.058 | -4.6571 | 69.9156 | 12.5236 | 6.2791 | -4.5891 | 30.4788 | -3.579 | 34.1212 | -0.70341
5791 | 3.3346 | -2.9193 | 11.2033 | -7.6733 | 33.4015 | -1.4471 | 29.1316 | -4.5833 | 69.8058 | 12.4129 | 6.3269 | -4.5413 | 30.5076 | -3.5501 | 34.1254 | -0.69925
5792 | 3.3416 | -2.9126 | 11.2038 | -7.6722 | 33.4142 | -1.4348 | 29.2053 | -4.5094 | 69.6959 | 12.3022 | 6.3746 | -4.4936 | 30.5027 | -3.555 | 34.1101 | -0.71449
5793 | 3.3486 | -2.9059 | 11.2043 | -7.6711 | 33.4269 | -1.4224 | 29.2789 | -4.4356 | 69.5861 | 12.1915 | 6.4223 | -4.4459 | 30.4957 | -3.562 | 34.2405 | -0.58408
5794 | 3.3556 | -2.8992 | 11.2048 | -7.67 | 33.4396 | -1.41 | 29.3525 | -4.3617 | 69.4762 | 12.0808 | 6.4701 | -4.3982 | 30.5101 | -3.5476 | 34.1558 | -0.66882
5795 | 3.3626 | -2.8925 | 11.2052 | -7.6689 | 33.4523 | -1.3977 | 29.4261 | -4.2879 | 69.3663 | 11.9701 | 6.5178 | -4.3504 | 30.5418 | -3.5159 | 34.2385 | -0.58612
5796 | 3.3732 | -2.8858 | 11.2057 | -7.6679 | 33.4638 | -1.3853 | 29.4997 | -4.214 | 69.2786 | 11.8594 | 6.5655 | -4.3027 | 30.5484 | -3.5093 | 34.1827 | -0.64193
5797 | 3.401 | -2.8567 | 11.195 | -7.6784 | 33.4697 | -1.3794 | 29.5341 | -4.1795 | 69.299 | 11.884 | 6.6091 | -4.2591 | 30.5624 | -3.4952 | 34.198 | -0.62657
5798 | 3.4288 | -2.8276 | 11.184 | -7.689 | 33.4755 | -1.3736 | 29.5684 | -4.1449 | 69.3194 | 11.9086 | 6.6527 | -4.2156 | 30.6176 | -3.4399 | 34.3148 | -0.50986
5799 | 3.4566 | -2.7985 | 11.1729 | -7.6995 | 33.4813 | -1.3677 | 29.6028 | -4.1103 | 69.3398 | 11.9331 | 6.6962 | -4.172 | 30.5149 | -3.5427 | 34.3205 | -0.50412
5800 | 3.4844 | -2.7694 | 11.1618 | -7.7101 | 33.4872 | -1.3618 | 29.6371 | -4.0757 | 69.3601 | 11.9577 | 6.7398 | -4.1284 | 30.6853 | -3.3722 | 34.297 | -0.52759
5801 | 3.5122 | -2.7403 | 11.1508 | -7.7206 | 33.493 | -1.356 | 29.6715 | -4.0412 | 69.3805 | 11.9822 | 6.7833 | -4.0849 | 30.7034 | -3.3541 | 34.2109 | -0.6137
5802 | 3.5338 | -2.7112 | 11.1397 | -7.7311 | 33.4959 | -1.3501 | 29.7058 | -4.0066 | 69.4298 | 12.0068 | 6.8269 | -4.0413 | 30.71 | -3.3475 | 34.4492 | -0.37538
5803 | 3.5237 | -2.7217 | 11.1329 | -7.7373 | 33.4839 | -1.3624 | 29.7633 | -3.9488 | 69.625 | 12.2072 | 6.8719 | -3.9963 | 30.6327 | -3.4247 | 34.3269 | -0.49776
5804 | 3.5136 | -2.7322 | 11.1263 | -7.7434 | 33.4719 | -1.3747 | 29.8209 | -3.8911 | 69.8202 | 12.4077 | 6.917 | -3.9512 | 30.7667 | -3.2907 | 34.495 | -0.32964
5805 | 3.5035 | -2.7427 | 11.1196 | -7.7496 | 33.4599 | -1.3869 | 29.8784 | -3.8333 | 70.0155 | 12.6081 | 6.962 | -3.9062 | 30.89 | -3.1674 | 34.4867 | -0.33791
5806 | 3.4934 | -2.7532 | 11.113 | -7.7557 | 33.4479 | -1.3992 | 29.9359 | -3.7756 | 70.2107 | 12.8085 | 7.007 | -3.8612 | 30.6739 | -3.3834 | 34.4358 | -0.38876
5807 | 3.4834 | -2.7637 | 11.1063 | -7.7619 | 33.4359 | -1.4115 | 29.9934 | -3.7178 | 70.4059 | 13.0089 | 7.0521 | -3.8162 | 30.7902 | -3.2672 | 34.5584 | -0.26621
5808 | 3.4741 | -2.7742 | 11.0997 | -7.768 | 33.4257 | -1.4238 | 30.051 | -3.6601 | 70.5727 | 13.2093 | 7.0971 | -3.7711 | 30.7788 | -3.2785 | 34.5474 | -0.27725
5809 | 3.4694 | -2.7782 | 11.1013 | -7.7656 | 33.425 | -1.424 | 30.077 | -3.6338 | 70.5905 | 13.2225 | 7.1035 | -3.7648 | 30.6448 | -3.4125 | 34.6451 | -0.17949
5810 | 3.4646 | -2.7821 | 11.1032 | -7.7632 | 33.4242 | -1.4242 | 30.103 | -3.6076 | 70.6084 | 13.2357 | 7.1098 | -3.7584 | 30.6105 | -3.4467 | 34.5884 | -0.2362
5811 | 3.4598 | -2.786 | 11.1052 | -7.7608 | 33.4235 | -1.4244 | 30.129 | -3.5813 | 70.6262 | 13.2489 | 7.1162 | -3.752 | 30.757 | -3.3002 | 34.5342 | -0.29041
5812 | 3.4551 | -2.7899 | 11.1071 | -7.7583 | 33.4228 | -1.4245 | 30.1551 | -3.555 | 70.644 | 13.2621 | 7.1226 | -3.7456 | 30.8591 | -3.1981 | 34.4745 | -0.35013
5813 | 3.4503 | -2.7939 | 11.109 | -7.7559 | 33.422 | -1.4247 | 30.1811 | -3.5288 | 70.6618 | 13.2752 | 7.1289 | -3.7393 | 30.9762 | -3.081 | 34.4972 | -0.32737
5814 | 3.4374 | -2.7978 | 11.1109 | -7.7535 | 33.4151 | -1.4249 | 30.2071 | -3.5025 | 70.6714 | 13.2884 | 7.1353 | -3.7329 | 30.6883 | -3.3688 | 34.6473 | -0.1773
5815 | 3.3798 | -2.8561 | 11.1187 | -7.7449 | 33.374 | -1.4668 | 30.1888 | -3.5206 | 70.6363 | 13.2524 | 7.1243 | -3.744 | 30.8748 | -3.1823 | 34.4608 | -0.36384
5816 | 3.3222 | -2.9145 | 11.1267 | -7.7363 | 33.333 | -1.5088 | 30.1705 | -3.5386 | 70.6011 | 13.2163 | 7.1132 | -3.755 | 30.7399 | -3.3172 | 34.7508 | -0.073847
5817 | 3.2646 | -2.9728 | 11.1347 | -7.7278 | 33.2919 | -1.5507 | 30.1523 | -3.5567 | 70.566 | 13.1802 | 7.1021 | -3.7661 | 30.7788 | -3.2782 | 34.607 | -0.21763
5818 | 3.207 | -3.0311 | 11.1427 | -7.7192 | 33.2508 | -1.5926 | 30.134 | -3.5748 | 70.5308 | 13.1441 | 7.0911 | -3.7771 | 30.6846 | -3.3724 | 34.6752 | -0.14945
5819 | 3.1494 | -3.0894 | 11.1507 | -7.7106 | 33.2098 | -1.6345 | 30.1157 | -3.5928 | 70.4956 | 13.1081 | 7.08 | -3.7882 | 30.9481 | -3.1089 | 34.5978 | -0.22684
5820 | 3.0997 | -3.1478 | 11.1587 | -7.7021 | 33.1754 | -1.6764 | 30.0974 | -3.6109 | 70.4815 | 13.072 | 7.069 | -3.7992 | 30.7983 | -3.2587 | 34.6489 | -0.17572
5821 | 3.0943 | -3.1511 | 11.16 | -7.7004 | 33.1786 | -1.6718 | 30.0576 | -3.6505 | 70.5864 | 13.1809 | 7.0368 | -3.8314 | 30.7288 | -3.3282 | 34.5613 | -0.26328
5822 | 3.0889 | -3.1545 | 11.1611 | -7.6987 | 33.1818 | -1.6672 | 30.0177 | -3.6901 | 70.6913 | 13.2897 | 7.0047 | -3.8636 | 30.9359 | -3.121 | 34.5083 | -0.31632
5823 | 3.0836 | -3.1578 | 11.1622 | -7.697 | 33.185 | -1.6627 | 29.9779 | -3.7297 | 70.7961 | 13.3986 | 6.9725 | -3.8957 | 30.6952 | -3.3617 | 34.6458 | -0.17884
5824 | 3.0782 | -3.1611 | 11.1634 | -7.6954 | 33.1882 | -1.6581 | 29.938 | -3.7693 | 70.901 | 13.5074 | 6.9403 | -3.9279 | 30.8388 | -3.2181 | 34.6572 | -0.16736
5825 | 3.0728 | -3.1645 | 11.1645 | -7.6937 | 33.1914 | -1.6535 | 29.8982 | -3.8089 | 71.0059 | 13.6163 | 6.9082 | -3.96 | 30.7077 | -3.3492 | 34.6391 | -0.18551
5826 | 3.0697 | -3.1678 | 11.1656 | -7.692 | 33.1892 | -1.6489 | 29.8584 | -3.8485 | 71.0805 | 13.7251 | 6.876 | -3.9922 | 30.651 | -3.4058 | 34.4965 | -0.32809
5827 | 3.0801 | -3.1564 | 11.1652 | -7.692 | 33.1552 | -1.6836 | 29.7958 | -3.9109 | 70.9772 | 13.6169 | 6.8689 | -3.9994 | 30.6957 | -3.3611 | 34.5211 | -0.30353
5828 | 3.0905 | -3.1451 | 11.1647 | -7.692 | 33.1212 | -1.7184 | 29.7332 | -3.9733 | 70.8739 | 13.5087 | 6.8617 | -4.0065 | 30.5686 | -3.4881 | 34.5908 | -0.23379
5829 | 3.1008 | -3.1337 | 11.1643 | -7.692 | 33.0872 | -1.7531 | 29.6706 | -4.0356 | 70.7705 | 13.4005 | 6.8545 | -4.0137 | 30.5589 | -3.4978 | 34.3803 | -0.44427
5830 | 3.1112 | -3.1223 | 11.1638 | -7.6919 | 33.0532 | -1.7879 | 29.608 | -4.098 | 70.6672 | 13.2922 | 6.8473 | -4.0209 | 30.6781 | -3.3786 | 34.517 | -0.30757
5831 | 3.1216 | -3.1109 | 11.1633 | -7.6919 | 33.0191 | -1.8226 | 29.5454 | -4.1604 | 70.5639 | 13.184 | 6.8402 | -4.0281 | 30.7808 | -3.2759 | 34.514 | -0.31059
5832 | 3.138 | -3.0995 | 11.1629 | -7.6919 | 32.9896 | -1.8574 | 29.4828 | -4.2228 | 70.4556 | 13.0758 | 6.833 | -4.0352 | 30.6384 | -3.4183 | 34.6 | -0.22455
5833 | 3.1912 | -3.0446 | 11.1754 | -7.6784 | 32.9876 | -1.8584 | 29.4616 | -4.2437 | 70.3167 | 12.9366 | 6.8212 | -4.047 | 30.7359 | -3.3207 | 34.4863 | -0.33833
5834 | 3.2445 | -2.9896 | 11.1883 | -7.6649 | 32.9856 | -1.8594 | 29.4405 | -4.2646 | 70.1778 | 12.7973 | 6.8094 | -4.0588 | 30.5348 | -3.5219 | 34.4759 | -0.34874
5835 | 3.2978 | -2.9347 | 11.2012 | -7.6514 | 32.9836 | -1.8604 | 29.4193 | -4.2855 | 70.0389 | 12.6581 | 6.7977 | -4.0705 | 30.6698 | -3.3868 | 34.6138 | -0.21082
5836 | 3.351 | -2.8798 | 11.2141 | -7.6379 | 32.9816 | -1.8614 | 29.3982 | -4.3064 | 69.9001 | 12.5188 | 6.7859 | -4.0823 | 30.4698 | -3.5867 | 34.4996 | -0.32495
5837 | 3.4043 | -2.8248 | 11.2271 | -7.6244 | 32.9795 | -1.8624 | 29.377 | -4.3273 | 69.7612 | 12.3796 | 6.7741 | -4.0941 | 30.4202 | -3.6364 | 34.5947 | -0.2299
5838 | 3.4572 | -2.7699 | 11.24 | -7.6109 | 32.9845 | -1.8634 | 29.3559 | -4.3482 | 69.6528 | 12.2403 | 6.7623 | -4.1059 | 30.4902 | -3.5663 | 34.3786 | -0.44598
5839 | 3.5079 | -2.7186 | 11.2433 | -7.6073 | 33.0344 | -1.8122 | 29.3468 | -4.3571 | 69.7399 | 12.3329 | 6.7726 | -4.0956 | 30.4819 | -3.5746 | 34.1804 | -0.64415
5840 | 3.5586 | -2.6673 | 11.2463 | -7.6036 | 33.0842 | -1.761 | 29.3376 | -4.366 | 69.8269 | 12.4255 | 6.7829 | -4.0853 | 30.4754 | -3.5811 | 34.4291 | -0.39553
5841 | 3.6094 | -2.616 | 11.2493 | -7.6 | 33.134 | -1.7098 | 29.3285 | -4.3749 | 69.9139 | 12.5181 | 6.7932 | -4.075 | 30.3899 | -3.6665 | 34.3781 | -0.44652
5842 | 3.6601 | -2.5647 | 11.2523 | -7.5963 | 33.1839 | -1.6585 | 29.3194 | -4.3838 | 70.0009 | 12.6107 | 6.8035 | -4.0647 | 30.5431 | -3.5133 | 34.3362 | -0.48836
5843 | 3.7108 | -2.5134 | 11.2554 | -7.5927 | 33.2337 | -1.6073 | 29.3102 | -4.3927 | 70.0879 | 12.7033 | 6.8138 | -4.0545 | 30.5498 | -3.5066 | 34.2752 | -0.54937
5844 | 3.768 | -2.4621 | 11.2584 | -7.5891 | 33.2814 | -1.5561 | 29.3011 | -4.4016 | 70.1495 | 12.7959 | 6.824 | -4.0442 | 30.3162 | -3.7402 | 34.2307 | -0.59388
5845 | 3.868 | -2.3603 | 11.2454 | -7.602 | 33.3149 | -1.5227 | 29.3053 | -4.3972 | 70.041 | 12.6833 | 6.8085 | -4.0597 | 30.3628 | -3.6935 | 34.2353 | -0.58932
5846 | 3.9681 | -2.2585 | 11.232 | -7.615 | 33.3485 | -1.4893 | 29.3095 | -4.3928 | 69.9324 | 12.5707 | 6.793 | -4.0752 | 30.4041 | -3.6522 | 34.2279 | -0.59672
5847 | 4.0681 | -2.1567 | 11.2186 | -7.6279 | 33.382 | -1.456 | 29.3137 | -4.3884 | 69.8239 | 12.4581 | 6.7774 | -4.0908 | 30.247 | -3.8093 | 34.1688 | -0.65582
5848 | 4.1681 | -2.0549 | 11.2052 | -7.6409 | 33.4156 | -1.4226 | 29.3178 | -4.384 | 69.7154 | 12.3454 | 6.7619 | -4.1063 | 30.4118 | -3.6444 | 34.0163 | -0.80825
5849 | 4.2682 | -1.9531 | 11.1918 | -7.6538 | 33.4491 | -1.3892 | 29.322 | -4.3796 | 69.6069 | 12.2328 | 6.7464 | -4.1219 | 30.3793 | -3.6769 | 34.0091 | -0.81551
5850 | 4.3601 | -1.8513 | 11.1784 | -7.6668 | 33.478 | -1.3559 | 29.3262 | -4.3752 | 69.4996 | 12.1202 | 6.7308 | -4.1374 | 30.3499 | -3.7063 | 34.2063 | -0.61825
5851 | 4.3956 | -1.8166 | 11.1849 | -7.6591 | 33.474 | -1.3604 | 29.3554 | -4.3458 | 69.4013 | 12.0226 | 6.7452 | -4.1231 | 30.3446 | -3.7116 | 34.0311 | -0.79353
5852 | 4.431 | -1.7819 | 11.1919 | -7.6515 | 33.47 | -1.365 | 29.3845 | -4.3164 | 69.303 | 11.9249 | 6.7595 | -4.1087 | 30.5296 | -3.5265 | 33.9265 | -0.89806
5853 | 4.4664 | -1.7472 | 11.1989 | -7.6439 | 33.466 | -1.3695 | 29.4137 | -4.287 | 69.2046 | 11.8272 | 6.7739 | -4.0944 | 30.3851 | -3.6711 | 33.8465 | -0.97811
5854 | 4.5019 | -1.7125 | 11.206 | -7.6362 | 33.462 | -1.3741 | 29.4428 | -4.2576 | 69.1063 | 11.7296 | 6.7882 | -4.08 | 30.3446 | -3.7115 | 34.0818 | -0.74278
5855 | 4.5373 | -1.6778 | 11.213 | -7.6286 | 33.458 | -1.3786 | 29.472 | -4.2283 | 69.008 | 11.6319 | 6.8025 | -4.0657 | 30.383 | -3.673 | 33.9973 | -0.82733
5856 | 4.5703 | -1.6431 | 11.22 | -7.621 | 33.4535 | -1.3832 | 29.5011 | -4.1989 | 68.9563 | 11.5343 | 6.8169 | -4.0513 | 30.3298 | -3.7262 | 33.7892 | -1.0353
5857 | 4.5852 | -1.628 | 11.2114 | -7.6296 | 33.4452 | -1.3914 | 29.5113 | -4.1884 | 69.2463 | 11.8325 | 6.7782 | -4.0901 | 30.2973 | -3.7587 | 33.8646 | -0.96003
5858 | 4.6 | -1.6128 | 11.2024 | -7.6382 | 33.4368 | -1.3996 | 29.5215 | -4.178 | 69.5363 | 12.1308 | 6.7394 | -4.1288 | 30.3567 | -3.6993 | 33.6564 | -1.1682
5859 | 4.6149 | -1.5976 | 11.1934 | -7.6468 | 33.4285 | -1.4078 | 29.5317 | -4.1676 | 69.8263 | 12.4291 | 6.7007 | -4.1675 | 30.4051 | -3.6509 | 33.8016 | -1.023
5860 | 4.6298 | -1.5825 | 11.1844 | -7.6554 | 33.4201 | -1.416 | 29.5419 | -4.1572 | 70.1164 | 12.7274 | 6.662 | -4.2062 | 30.3833 | -3.6726 | 33.5889 | -1.2357
5861 | 4.6447 | -1.5673 | 11.1754 | -7.664 | 33.4117 | -1.4243 | 29.5521 | -4.1467 | 70.4064 | 13.0257 | 6.6232 | -4.245 | 30.4898 | -3.5661 | 33.8101 | -1.0145
5862 | 4.6621 | -1.5522 | 11.1664 | -7.6726 | 33.4006 | -1.4325 | 29.5623 | -4.1363 | 70.6405 | 13.324 | 6.5845 | -4.2837 | 30.4342 | -3.6217 | 33.6883 | -1.1363
5863 | 4.6986 | -1.5146 | 11.1966 | -7.6408 | 33.3678 | -1.4655 | 29.5978 | -4.1006 | 70.4453 | 13.1195 | 6.5984 | -4.2699 | 30.4043 | -3.6516 | 33.7538 | -1.0708
5864 | 4.7351 | -1.477 | 11.2277 | -7.6091 | 33.3351 | -1.4985 | 29.6333 | -4.0648 | 70.25 | 12.915 | 6.6122 | -4.256 | 30.2772 | -3.7786 | 33.8114 | -1.0132
5865 | 4.7716 | -1.4394 | 11.2588 | -7.5774 | 33.3023 | -1.5315 | 29.6688 | -4.0291 | 70.0548 | 12.7104 | 6.626 | -4.2422 | 30.4123 | -3.6435 | 33.7136 | -1.1109
5866 | 4.8081 | -1.4018 | 11.2899 | -7.5457 | 33.2696 | -1.5645 | 29.7044 | -3.9933 | 69.8595 | 12.5059 | 6.6399 | -4.2284 | 30.4334 | -3.6224 | 33.7392 | -1.0854
5867 | 4.8446 | -1.3642 | 11.321 | -7.5139 | 33.2368 | -1.5975 | 29.7399 | -3.9575 | 69.6642 | 12.3013 | 6.6537 | -4.2145 | 30.4872 | -3.5686 | 33.8111 | -1.0135
5868 | 4.8801 | -1.3266 | 11.3521 | -7.4822 | 33.2079 | -1.6305 | 29.7754 | -3.9218 | 69.5023 | 12.0968 | 6.6675 | -4.2007 | 30.5626 | -3.4931 | 33.8792 | -0.94534
5869 | 4.9076 | -1.2987 | 11.3597 | -7.4745 | 33.2096 | -1.6279 | 29.8161 | -3.8809 | 69.6095 | 12.2102 | 6.6336 | -4.2346 | 30.5239 | -3.5318 | 33.8143 | -1.0103
5870 | 4.935 | -1.2707 | 11.3669 | -7.4669 | 33.2113 | -1.6253 | 29.8568 | -3.8399 | 69.7167 | 12.3236 | 6.5997 | -4.2685 | 30.5869 | -3.4688 | 33.8328 | -0.99181
5871 | 4.9625 | -1.2428 | 11.374 | -7.4592 | 33.2131 | -1.6227 | 29.8975 | -3.799 | 69.8239 | 12.437 | 6.5658 | -4.3024 | 30.7577 | -3.298 | 33.8533 | -0.97128
5872 | 4.9899 | -1.2149 | 11.3812 | -7.4516 | 33.2148 | -1.6201 | 29.9382 | -3.7581 | 69.9312 | 12.5504 | 6.532 | -4.3363 | 30.6661 | -3.3895 | 33.9428 | -0.88177
5873 | 5.0174 | -1.1869 | 11.3883 | -7.4439 | 33.2165 | -1.6175 | 29.9789 | -3.7171 | 70.0384 | 12.6638 | 6.4981 | -4.3702 | 30.7099 | -3.3457 | 34.0084 | -0.81616
5874 | 5.0399 | -1.159 | 11.3954 | -7.4362 | 33.2161 | -1.6149 | 30.0196 | -3.6762 | 70.1563 | 12.7772 | 6.4642 | -4.4041 | 30.6628 | -3.3927 | 34.1039 | -0.72065
5875 | 5.0202 | -1.1788 | 11.4085 | -7.4224 | 33.1973 | -1.6339 | 30.0577 | -3.6379 | 70.3651 | 12.9881 | 6.4402 | -4.428 | 30.8543 | -3.2013 | 34.0537 | -0.77085
5876 | 5.0005 | -1.1987 | 11.4217 | -7.4086 | 33.1785 | -1.6528 | 30.0958 | -3.5996 | 70.5739 | 13.199 | 6.4162 | -4.452 | 30.8674 | -3.1881 | 34.2314 | -0.59315
5877 | 4.9809 | -1.2185 | 11.4349 | -7.3948 | 33.1597 | -1.6717 | 30.1339 | -3.5612 | 70.7827 | 13.4099 | 6.3923 | -4.4759 | 30.9295 | -3.1261 | 34.307 | -0.51755
5878 | 4.9612 | -1.2384 | 11.4481 | -7.3809 | 33.1409 | -1.6907 | 30.172 | -3.5229 | 70.9915 | 13.6207 | 6.3683 | -4.4999 | 30.8239 | -3.2316 | 34.3589 | -0.46572
5879 | 4.9415 | -1.2582 | 11.4613 | -7.3671 | 33.1222 | -1.7096 | 30.2101 | -3.4846 | 71.2003 | 13.8316 | 6.3444 | -4.5238 | 30.7645 | -3.291 | 34.3922 | -0.43237
5880 | 4.9297 | -1.2781 | 11.4744 | -7.3533 | 33.1117 | -1.7286 | 30.2482 | -3.4462 | 71.3891 | 14.0425 | 6.3204 | -4.5478 | 31.0081 | -3.0473 | 34.3559 | -0.46863
5881 | 4.9885 | -1.2173 | 11.4617 | -7.366 | 33.1759 | -1.6627 | 30.303 | -3.3912 | 71.3974 | 14.0477 | 6.2874 | -4.5809 | 30.8697 | -3.1857 | 34.5678 | -0.25681
5882 | 5.0473 | -1.1565 | 11.4484 | -7.3788 | 33.2402 | -1.5968 | 30.3577 | -3.3362 | 71.4057 | 14.053 | 6.2543 | -4.6139 | 31.0873 | -2.968 | 34.6939 | -0.13063
5883 | 5.1061 | -1.0957 | 11.4351 | -7.3915 | 33.3044 | -1.531 | 30.4125 | -3.2812 | 71.414 | 14.0582 | 6.2212 | -4.647 | 30.9182 | -3.1371 | 34.653 | -0.17155
5884 | 5.1649 | -1.0349 | 11.4218 | -7.4043 | 33.3687 | -1.4651 | 30.4673 | -3.2262 | 71.4223 | 14.0634 | 6.1882 | -4.68 | 31.0442 | -3.0111 | 34.8598 | 0.035242
5885 | 5.2237 | -0.97406 | 11.4085 | -7.417 | 33.4329 | -1.3992 | 30.5221 | -3.1712 | 71.4306 | 14.0687 | 6.1551 | -4.7131 | 30.9759 | -3.0794 | 34.6828 | -0.14176
5886 | 5.2801 | -0.91326 | 11.3952 | -7.4297 | 33.4916 | -1.3333 | 30.5768 | -3.1162 | 71.4267 | 14.0739 | 6.1221 | -4.7461 | 30.9344 | -3.1208 | 34.7903 | -0.034271
5887 | 5.3133 | -0.87981 | 11.3784 | -7.446 | 33.4978 | -1.3279 | 30.6151 | -3.0777 | 71.3064 | 13.952 | 6.1294 | -4.7388 | 30.9533 | -3.1019 | 34.7991 | -0.025431
5888 | 5.3465 | -0.84636 | 11.3616 | -7.4622 | 33.504 | -1.3225 | 30.6533 | -3.0392 | 71.1862 | 13.8301 | 6.1368 | -4.7315 | 30.7816 | -3.2736 | 34.8892 | 0.064602
5889 | 5.3797 | -0.81292 | 11.3447 | -7.4785 | 33.5101 | -1.317 | 30.6916 | -3.0008 | 71.0659 | 13.7082 | 6.1441 | -4.7241 | 30.9675 | -3.0877 | 34.9247 | 0.10012
5890 | 5.4129 | -0.77947 | 11.3279 | -7.4947 | 33.5163 | -1.3116 | 30.7298 | -2.9623 | 70.9457 | 13.5863 | 6.1514 | -4.7168 | 31.0015 | -3.0536 | 34.9489 | 0.12437
5891 | 5.4462 | -0.74602 | 11.3111 | -7.511 | 33.5225 | -1.3061 | 30.7681 | -2.9238 | 70.8254 | 13.4644 | 6.1588 | -4.7094 | 30.9 | -3.1551 | 35.1021 | 0.27754
5892 | 5.482 | -0.71257 | 11.2942 | -7.5273 | 33.5316 | -1.3007 | 30.8063 | -2.8853 | 70.7285 | 13.3425 | 6.1661 | -4.7021 | 30.6409 | -3.4142 | 34.9071 | 0.082568
5893 | 5.5446 | -0.6489 | 11.2625 | -7.5587 | 33.5699 | -1.2616 | 30.8117 | -2.8797 | 70.8673 | 13.4856 | 6.1633 | -4.7049 | 30.9901 | -3.065 | 35.0557 | 0.2311
5894 | 5.6072 | -0.58522 | 11.2305 | -7.5902 | 33.6083 | -1.2225 | 30.8171 | -2.8741 | 71.006 | 13.6286 | 6.1605 | -4.7077 | 30.8704 | -3.1847 | 34.9948 | 0.17021
5895 | 5.6697 | -0.52154 | 11.1986 | -7.6216 | 33.6467 | -1.1834 | 30.8225 | -2.8685 | 71.1447 | 13.7717 | 6.1577 | -4.7105 | 30.6783 | -3.3767 | 34.8452 | 0.020587
5896 | 5.7323 | -0.45786 | 11.1666 | -7.6531 | 33.685 | -1.1443 | 30.8278 | -2.8629 | 71.2835 | 13.9148 | 6.1549 | -4.7133 | 30.7697 | -3.2853 | 34.9636 | 0.13902
5897 | 5.7948 | -0.39419 | 11.1346 | -7.6846 | 33.7234 | -1.1053 | 30.8332 | -2.8573 | 71.4222 | 14.0578 | 6.1521 | -4.7161 | 30.8666 | -3.1884 | 34.9965 | 0.17189
5898 | 5.8532 | -0.33051 | 11.1027 | -7.716 | 33.7598 | -1.0662 | 30.8386 | -2.8517 | 71.5288 | 14.2009 | 6.1493 | -4.7189 | 30.7943 | -3.2607 | 34.8884 | 0.063785
5899 | 5.8659 | -0.31781 | 11.0858 | -7.7322 | 33.7755 | -1.0506 | 30.8671 | -2.8229 | 71.29 | 13.957 | 6.139 | -4.7292 | 30.6878 | -3.3672 | 35.0345 | 0.20995
5900 | 5.8787 | -0.30511 | 11.0691 | -7.7483 | 33.7911 | -1.0351 | 30.8957 | -2.7941 | 71.0512 | 13.7131 | 6.1287 | -4.7396 | 30.6518 | -3.4031 | 35.205 | 0.3804
5901 | 5.8915 | -0.29241 | 11.0525 | -7.7644 | 33.8068 | -1.0195 | 30.9242 | -2.7654 | 70.8125 | 13.4692 | 6.1183 | -4.7499 | 30.6898 | -3.3651 | 34.7502 | -0.07434
5902 | 5.9042 | -0.27971 | 11.0359 | -7.7805 | 33.8224 | -1.004 | 30.9527 | -2.7366 | 70.5737 | 13.2253 | 6.108 | -4.7602 | 30.5608 | -3.4941 | 35.1433 | 0.31876
5903 | 5.917 | -0.26701 | 11.0192 | -7.7966 | 33.8381 | -0.98847 | 30.9812 | -2.7079 | 70.3349 | 12.9814 | 6.0977 | -4.7706 | 30.5712 | -3.4836 | 34.9932 | 0.16868
5904 | 5.9338 | -0.25431 | 11.0026 | -7.8128 | 33.8471 | -0.97293 | 31.0098 | -2.6791 | 70.1069 | 12.7375 | 6.0873 | -4.7809 | 30.6248 | -3.43 | 34.9581 | 0.13353
5905 | 5.9974 | -0.18938 | 10.9948 | -7.8198 | 33.7798 | -1.0411 | 30.9712 | -2.7175 | 70.0024 | 12.6353 | 6.1 | -4.7683 | 30.5322 | -3.5225 | 35.1114 | 0.28683
5906 | 6.061 | -0.12444 | 10.9872 | -7.8269 | 33.7125 | -1.1094 | 30.9326 | -2.7559 | 69.898 | 12.5331 | 6.1126 | -4.7556 | 30.6761 | -3.3786 | 35.0737 | 0.24917
5907 | 6.1246 | -0.059496 | 10.9796 | -7.8339 | 33.6451 | -1.1776 | 30.8939 | -2.7942 | 69.7935 | 12.4309 | 6.1252 | -4.743 | 30.4766 | -3.5781 | 34.7447 | -0.079866
5908 | 6.1881 | 0.0054431 | 10.972 | -7.841 | 33.5778 | -1.2458 | 30.8553 | -2.8326 | 69.6891 | 12.3287 | 6.1378 | -4.7304 | 30.5042 | -3.5505 | 34.5819 | -0.24268
5909 | 6.2517 | 0.070383 | 10.9643 | -7.8481 | 33.5105 | -1.314 | 30.8167 | -2.871 | 69.5846 | 12.2265 | 6.1504 | -4.7178 | 30.5344 | -3.5203 | 34.7793 | -0.045233
5910 | 6.3088 | 0.13532 | 10.9567 | -7.8551 | 33.4499 | -1.3823 | 30.7781 | -2.9094 | 69.4937 | 12.1243 | 6.1631 | -4.7052 | 30.341 | -3.7136 | 34.7885 | -0.036027
5911 | 6.2864 | 0.11241 | 10.944 | -7.8675 | 33.472 | -1.3587 | 30.7283 | -2.9589 | 69.5698 | 12.203 | 6.1953 | -4.6729 | 30.2794 | -3.7753 | 34.697 | -0.12752
5912 | 6.2639 | 0.089503 | 10.9312 | -7.8798 | 33.4942 | -1.3352 | 30.6785 | -3.0085 | 69.6459 | 12.2817 | 6.2276 | -4.6406 | 30.3104 | -3.7442 | 34.6172 | -0.20739
5913 | 6.2414 | 0.066593 | 10.9183 | -7.8922 | 33.5163 | -1.3117 | 30.6287 | -3.0581 | 69.722 | 12.3604 | 6.2598 | -4.6084 | 30.2548 | -3.7998 | 34.8341 | 0.0095136
5914 | 6.219 | 0.043683 | 10.9055 | -7.9045 | 33.5384 | -1.2882 | 30.5789 | -3.1076 | 69.7981 | 12.4391 | 6.2921 | -4.5761 | 30.286 | -3.7686 | 34.8277 | 0.0031445
5915 | 6.1965 | 0.020773 | 10.8927 | -7.9169 | 33.5606 | -1.2647 | 30.5291 | -3.1572 | 69.8742 | 12.5178 | 6.3243 | -4.5439 | 30.3031 | -3.7515 | 34.5696 | -0.25497
5916 | 6.1724 | -0.0021367 | 10.8799 | -7.9293 | 33.5784 | -1.2412 | 30.4793 | -3.2067 | 69.9379 | 12.5966 | 6.3566 | -4.5116 | 30.3145 | -3.7401 | 34.4655 | -0.3591
5917 | 6.1275 | -0.04662 | 10.9011 | -7.907 | 33.5388 | -1.2813 | 30.4635 | -3.2224 | 69.8379 | 12.4948 | 6.3284 | -4.5399 | 30.1942 | -3.8602 | 34.5158 | -0.30872
5918 | 6.0827 | -0.091103 | 10.9228 | -7.8847 | 33.4993 | -1.3214 | 30.4476 | -3.2381 | 69.7379 | 12.393 | 6.3001 | -4.5681 | 30.2018 | -3.8526 | 34.6153 | -0.20924
5919 | 6.0378 | -0.13559 | 10.9445 | -7.8625 | 33.4597 | -1.3615 | 30.4317 | -3.2537 | 69.6379 | 12.2913 | 6.2719 | -4.5963 | 30.2175 | -3.8369 | 34.5937 | -0.23084
5920 | 5.9929 | -0.18007 | 10.9662 | -7.8402 | 33.4202 | -1.4015 | 30.4158 | -3.2694 | 69.5379 | 12.1895 | 6.2437 | -4.6245 | 30.2621 | -3.7923 | 34.4232 | -0.40133
5921 | 5.948 | -0.22455 | 10.9879 | -7.8179 | 33.3806 | -1.4416 | 30.3999 | -3.285 | 69.4379 | 12.0878 | 6.2154 | -4.6528 | 30.2229 | -3.8315 | 34.2951 | -0.52946
5922 | 5.9054 | -0.26904 | 11.0097 | -7.7957 | 33.3417 | -1.4817 | 30.384 | -3.3007 | 69.3454 | 11.986 | 6.1872 | -4.681 | 30.1294 | -3.9249 | 34.5355 | -0.28904
5923 | 5.8964 | -0.277 | 11.0276 | -7.7773 | 33.3115 | -1.5115 | 30.3339 | -3.3505 | 69.3614 | 12.0036 | 6.1539 | -4.7143 | 30.1279 | -3.9264 | 34.4826 | -0.34198
5924 | 5.8874 | -0.28497 | 11.0454 | -7.7589 | 33.2813 | -1.5414 | 30.2839 | -3.4003 | 69.3773 | 12.0212 | 6.1206 | -4.7476 | 30.1861 | -3.8682 | 34.4085 | -0.41605
5925 | 5.8784 | -0.29293 | 11.0633 | -7.7405 | 33.2511 | -1.5712 | 30.2338 | -3.4501 | 69.3933 | 12.0388 | 6.0873 | -4.7809 | 30.2033 | -3.851 | 34.435 | -0.3896
5926 | 5.8693 | -0.3009 | 11.0811 | -7.7221 | 33.221 | -1.6011 | 30.1838 | -3.5 | 69.4092 | 12.0564 | 6.054 | -4.8142 | 30.2412 | -3.813 | 34.2695 | -0.55509
5927 | 5.8603 | -0.30886 | 11.099 | -7.7037 | 33.1908 | -1.6309 | 30.1337 | -3.5498 | 69.4252 | 12.074 | 6.0207 | -4.8475 | 30.273 | -3.7812 | 34.2717 | -0.55287
5928 | 5.8547 | -0.31683 | 11.1168 | -7.6853 | 33.1607 | -1.6608 | 30.0837 | -3.5996 | 69.4406 | 12.0916 | 5.9874 | -4.8808 | 30.4172 | -3.637 | 34.2852 | -0.53936
5929 | 5.903 | -0.26734 | 11.1411 | -7.6604 | 33.1331 | -1.6882 | 30.0922 | -3.5909 | 69.4481 | 12.0994 | 5.9494 | -4.9188 | 30.2564 | -3.7977 | 34.2356 | -0.58891
5930 | 5.9512 | -0.21786 | 11.1655 | -7.6354 | 33.1055 | -1.7156 | 30.1006 | -3.5822 | 69.4556 | 12.1071 | 5.9115 | -4.9567 | 30.2215 | -3.8327 | 34.3637 | -0.46085
5931 | 5.9995 | -0.16837 | 11.1899 | -7.6105 | 33.0779 | -1.7429 | 30.1091 | -3.5735 | 69.4631 | 12.1149 | 5.8735 | -4.9947 | 30.2847 | -3.7694 | 34.1452 | -0.67937
5932 | 6.0477 | -0.11889 | 11.2143 | -7.5855 | 33.0502 | -1.7703 | 30.1176 | -3.5648 | 69.4706 | 12.1226 | 5.8355 | -5.0327 | 30.3158 | -3.7383 | 34.3137 | -0.51088
5933 | 6.096 | -0.069403 | 11.2387 | -7.5605 | 33.0226 | -1.7977 | 30.1261 | -3.5561 | 69.478 | 12.1304 | 5.7976 | -5.0706 | 30.2878 | -3.7663 | 34.4908 | -0.33376
5934 | 6.1387 | -0.019917 | 11.2631 | -7.5356 | 32.9957 | -1.8251 | 30.1345 | -3.5474 | 69.5033 | 12.1381 | 5.7596 | -5.1086 | 30.354 | -3.7001 | 34.0604 | -0.76411
5935 | 6.0857 | -0.073194 | 11.2789 | -7.5193 | 32.9804 | -1.84 | 30.1254 | -3.5563 | 69.8329 | 12.4711 | 5.8088 | -5.0594 | 30.4358 | -3.6182 | 34.3143 | -0.51023
5936 | 6.0327 | -0.12647 | 11.2946 | -7.503 | 32.9652 | -1.8549 | 30.1162 | -3.5652 | 70.1626 | 12.8041 | 5.8581 | -5.0101 | 30.3991 | -3.6549 | 34.2668 | -0.55773
5937 | 5.9797 | -0.17975 | 11.3103 | -7.4868 | 32.9499 | -1.8698 | 30.1071 | -3.5741 | 70.4922 | 13.1371 | 5.9073 | -4.9609 | 30.2911 | -3.7629 | 34.2162 | -0.60835
5938 | 5.9267 | -0.23302 | 11.326 | -7.4705 | 32.9347 | -1.8847 | 30.098 | -3.583 | 70.8219 | 13.4701 | 5.9566 | -4.9117 | 30.6483 | -3.4057 | 34.1279 | -0.69664
5939 | 5.8737 | -0.2863 | 11.3417 | -7.4542 | 32.9195 | -1.8996 | 30.0888 | -3.5919 | 71.1515 | 13.8031 | 6.0058 | -4.8624 | 30.3489 | -3.705 | 34.0968 | -0.72776
5940 | 5.8255 | -0.33958 | 11.3574 | -7.438 | 32.9058 | -1.9145 | 30.0797 | -3.6008 | 71.4709 | 14.1361 | 6.055 | -4.8132 | 30.3749 | -3.679 | 34.3994 | -0.42512
5941 | 5.868 | -0.29557 | 11.3569 | -7.438 | 32.9228 | -1.8971 | 30.0826 | -3.5977 | 71.5958 | 14.2596 | 5.9727 | -4.8955 | 30.522 | -3.5319 | 34.0536 | -0.77099
5942 | 5.9105 | -0.25157 | 11.3563 | -7.4381 | 32.9397 | -1.8796 | 30.0855 | -3.5945 | 71.7207 | 14.3831 | 5.8903 | -4.9779 | 30.4463 | -3.6076 | 34.4689 | -0.35567
5943 | 5.9531 | -0.20756 | 11.3556 | -7.4381 | 32.9567 | -1.8622 | 30.0884 | -3.5914 | 71.8456 | 14.5066 | 5.8079 | -5.0603 | 30.5073 | -3.5465 | 34.5117 | -0.31287
5944 | 5.9956 | -0.16356 | 11.355 | -7.4382 | 32.9737 | -1.8447 | 30.0913 | -3.5882 | 71.9705 | 14.6301 | 5.7256 | -5.1426 | 30.4141 | -3.6397 | 34.2277 | -0.59684
5945 | 6.0381 | -0.11955 | 11.3543 | -7.4382 | 32.9906 | -1.8273 | 30.0942 | -3.5851 | 72.0954 | 14.7536 | 5.6432 | -5.225 | 30.6919 | -3.3619 | 34.3885 | -0.43608
5946 | 6.0798 | -0.075551 | 11.3536 | -7.4383 | 33.008 | -1.8099 | 30.0971 | -3.582 | 72.2098 | 14.8771 | 5.5608 | -5.3074 | 30.5095 | -3.5443 | 34.4803 | -0.34428
5947 | 6.1043 | -0.050577 | 11.315 | -7.4768 | 33.034 | -1.7835 | 30.1487 | -3.5302 | 72.1017 | 14.7676 | 5.5651 | -5.3032 | 30.5328 | -3.521 | 34.2655 | -0.55901
5948 | 6.1288 | -0.025603 | 11.276 | -7.5153 | 33.0601 | -1.7572 | 30.2002 | -3.4784 | 71.9936 | 14.6582 | 5.5693 | -5.2989 | 30.5342 | -3.5195 | 34.3275 | -0.49701
5949 | 6.1532 | -0.00062988 | 11.237 | -7.5538 | 33.0861 | -1.7309 | 30.2517 | -3.4267 | 71.8855 | 14.5487 | 5.5735 | -5.2947 | 30.4496 | -3.6041 | 34.4919 | -0.3326
5950 | 6.1777 | 0.024344 | 11.1981 | -7.5923 | 33.1121 | -1.7045 | 30.3032 | -3.3749 | 71.7775 | 14.4393 | 5.5777 | -5.2905 | 30.6528 | -3.4009 | 34.4071 | -0.41743
5951 | 6.2021 | 0.049317 | 11.1591 | -7.6308 | 33.1382 | -1.6782 | 30.3548 | -3.3232 | 71.6694 | 14.3298 | 5.5819 | -5.2863 | 30.4911 | -3.5625 | 34.3224 | -0.50218
5952 | 6.2286 | 0.074291 | 11.1201 | -7.6694 | 33.1641 | -1.6519 | 30.4063 | -3.2714 | 71.5548 | 14.2204 | 5.5862 | -5.282 | 30.6795 | -3.3741 | 34.6301 | -0.19442
5953 | 6.3025 | 0.14925 | 11.1401 | -7.6482 | 33.1865 | -1.6292 | 30.4062 | -3.2712 | 71.2845 | 13.9493 | 5.598 | -5.2702 | 30.6661 | -3.3875 | 34.5219 | -0.30262
5954 | 6.3765 | 0.22421 | 11.1606 | -7.6271 | 33.209 | -1.6066 | 30.4062 | -3.2711 | 71.0141 | 13.6782 | 5.6098 | -5.2584 | 30.7565 | -3.297 | 34.5923 | -0.23225
5955 | 6.4504 | 0.29916 | 11.1811 | -7.606 | 33.2314 | -1.584 | 30.4061 | -3.2709 | 70.7438 | 13.4072 | 5.6217 | -5.2465 | 30.7966 | -3.2569 | 34.6258 | -0.1987
5956 | 6.5244 | 0.37412 | 11.2016 | -7.5849 | 33.2538 | -1.5613 | 30.4061 | -3.2707 | 70.4734 | 13.1361 | 5.6335 | -5.2347 | 30.702 | -3.3515 | 34.8431 | 0.018515
5957 | 6.5984 | 0.44908 | 11.222 | -7.5638 | 33.2763 | -1.5387 | 30.406 | -3.2705 | 70.2031 | 12.865 | 5.6453 | -5.2229 | 30.7459 | -3.3076 | 35.0137 | 0.18914
5958 | 6.6708 | 0.52404 | 11.2425 | -7.5427 | 33.2965 | -1.5161 | 30.406 | -3.2703 | 69.9458 | 12.594 | 5.6572 | -5.211 | 30.7249 | -3.3286 | 34.4849 | -0.33966
5959 | 6.6994 | 0.55305 | 11.1936 | -7.5916 | 33.2567 | -1.5561 | 30.4763 | -3.1997 | 70.0495 | 12.7001 | 5.6565 | -5.2117 | 30.9163 | -3.1371 | 34.6631 | -0.16143
5960 | 6.728 | 0.58207 | 11.1442 | -7.6405 | 33.2168 | -1.5961 | 30.5467 | -3.1291 | 70.1531 | 12.8063 | 5.6559 | -5.2123 | 30.8637 | -3.1898 | 34.978 | 0.15342
5961 | 6.7566 | 0.61109 | 11.0948 | -7.6894 | 33.177 | -1.6361 | 30.6171 | -3.0585 | 70.2567 | 12.9125 | 5.6552 | -5.213 | 30.8154 | -3.238 | 35.1255 | 0.30101
5962 | 6.7852 | 0.6401 | 11.0453 | -7.7383 | 33.1371 | -1.676 | 30.6874 | -2.9879 | 70.3603 | 13.0187 | 5.6546 | -5.2136 | 30.588 | -3.4654 | 35.0289 | 0.20435
5963 | 6.8139 | 0.66912 | 10.9959 | -7.7873 | 33.0973 | -1.716 | 30.7578 | -2.9173 | 70.4639 | 13.1249 | 5.654 | -5.2143 | 30.9142 | -3.1392 | 34.8203 | -0.00421
5964 | 6.843 | 0.69814 | 10.9465 | -7.8362 | 33.0604 | -1.756 | 30.8282 | -2.8467 | 70.5622 | 13.2311 | 5.6533 | -5.2149 | 30.8699 | -3.1834 | 34.9612 | 0.13664
5965 | 6.8891 | 0.74497 | 10.9369 | -7.8449 | 33.1182 | -1.6974 | 30.816 | -2.8586 | 70.4872 | 13.1555 | 5.6963 | -5.1719 | 30.734 | -3.3192 | 35.0322 | 0.20761
5966 | 6.9352 | 0.79179 | 10.9276 | -7.8537 | 33.1761 | -1.6389 | 30.8039 | -2.8705 | 70.4121 | 13.0799 | 5.7393 | -5.1289 | 30.761 | -3.2923 | 35.0735 | 0.24901
5967 | 6.9812 | 0.83862 | 10.9183 | -7.8625 | 33.234 | -1.5803 | 30.7918 | -2.8824 | 70.3371 | 13.0043 | 5.7824 | -5.0858 | 30.7514 | -3.3019 | 35.1846 | 0.36004
5968 | 7.0273 | 0.88545 | 10.9089 | -7.8712 | 33.2919 | -1.5217 | 30.7796 | -2.8943 | 70.2621 | 12.9288 | 5.8254 | -5.0428 | 30.7071 | -3.3461 | 35.5486 | 0.72408
5969 | 7.0734 | 0.93227 | 10.8996 | -7.88 | 33.3497 | -1.4631 | 30.7675 | -2.9062 | 70.1871 | 12.8532 | 5.8684 | -4.9998 | 30.7829 | -3.2702 | 35.2439 | 0.41936
5970 | 7.1184 | 0.9791 | 10.8903 | -7.8888 | 33.4055 | -1.4045 | 30.7554 | -2.9181 | 70.1132 | 12.7776 | 5.9114 | -4.9568 | 30.5633 | -3.4898 | 35.1748 | 0.35022
5971 | 7.1205 | 0.98167 | 10.8567 | -7.9219 | 33.3809 | -1.4293 | 30.784 | -2.8893 | 70.0839 | 12.7489 | 5.9936 | -4.8746 | 30.6438 | -3.4093 | 35.2309 | 0.40641
5972 | 7.1226 | 0.98424 | 10.823 | -7.9551 | 33.3562 | -1.4541 | 30.8125 | -2.8605 | 70.0546 | 12.7202 | 6.0757 | -4.7925 | 30.5532 | -3.4999 | 35.1597 | 0.3352
5973 | 7.1247 | 0.98682 | 10.7893 | -7.9882 | 33.3316 | -1.4789 | 30.8411 | -2.8317 | 70.0253 | 12.6914 | 6.1579 | -4.7103 | 30.911 | -3.1421 | 36.0315 | 1.207
5974 | 7.1268 | 0.98939 | 10.7556 | -8.0214 | 33.3069 | -1.5037 | 30.8697 | -2.8029 | 69.9961 | 12.6627 | 6.24 | -4.6282 | 30.5716 | -3.4815 | 35.5329 | 0.7084
5975 | 7.1289 | 0.99196 | 10.722 | -8.0546 | 33.2823 | -1.5284 | 30.8983 | -2.774 | 69.9668 | 12.634 | 6.3222 | -4.546 | 30.4237 | -3.6293 | 35.5713 | 0.74674
5976 | 7.1307 | 0.99453 | 10.6883 | -8.0877 | 33.2596 | -1.5532 | 30.9269 | -2.7452 | 69.9361 | 12.6053 | 6.4043 | -4.4639 | 30.606 | -3.447 | 35.8063 | 0.98179
5977 | 7.1181 | 0.98261 | 10.686 | -8.0893 | 33.3348 | -1.4774 | 30.9597 | -2.7122 | 69.8372 | 12.5065 | 6.4501 | -4.4181 | 30.6223 | -3.4307 | 35.5474 | 0.72283
5978 | 7.1056 | 0.97068 | 10.6839 | -8.0909 | 33.4101 | -1.4016 | 30.9925 | -2.6791 | 69.7383 | 12.4077 | 6.4959 | -4.3723 | 30.2628 | -3.7902 | 35.529 | 0.70447
5979 | 7.093 | 0.95876 | 10.6817 | -8.0925 | 33.4853 | -1.3258 | 31.0253 | -2.6461 | 69.6394 | 12.3089 | 6.5416 | -4.3266 | 30.285 | -3.7679 | 35.3343 | 0.50977
5980 | 7.0805 | 0.94683 | 10.6796 | -8.0941 | 33.5606 | -1.25 | 31.0581 | -2.613 | 69.5405 | 12.2102 | 6.5874 | -4.2808 | 30.4423 | -3.6107 | 35.7379 | 0.91342
5981 | 7.068 | 0.93491 | 10.6775 | -8.0957 | 33.6358 | -1.1742 | 31.0909 | -2.58 | 69.4416 | 12.1114 | 6.6332 | -4.235 | 30.4191 | -3.6338 | 35.7249 | 0.90032
5982 | 7.0552 | 0.92298 | 10.6753 | -8.0973 | 33.709 | -1.0985 | 31.1238 | -2.5469 | 69.3489 | 12.0126 | 6.679 | -4.1892 | 30.2044 | -3.8485 | 34.9869 | 0.16234
5983 | 7.0288 | 0.8972 | 10.6752 | -8.0968 | 33.6505 | -1.1571 | 31.1226 | -2.5479 | 69.6637 | 12.3288 | 6.6526 | -4.2156 | 30.3902 | -3.6627 | 35.0164 | 0.1919
5984 | 7.0024 | 0.87141 | 10.6751 | -8.0964 | 33.5921 | -1.2156 | 31.1214 | -2.5489 | 69.9785 | 12.6451 | 6.6262 | -4.242 | 30.3007 | -3.7521 | 35.4215 | 0.59693
5985 | 6.976 | 0.84562 | 10.6749 | -8.096 | 33.5336 | -1.2742 | 31.1202 | -2.5498 | 70.2933 | 12.9613 | 6.5998 | -4.2684 | 30.1546 | -3.8982 | 35.205 | 0.3805
5986 | 6.9496 | 0.81984 | 10.6748 | -8.0956 | 33.4751 | -1.3328 | 31.119 | -2.5508 | 70.6081 | 13.2775 | 6.5734 | -4.2948 | 30.2688 | -3.7839 | 35.0544 | 0.22991
5987 | 6.9232 | 0.79405 | 10.6747 | -8.0952 | 33.4166 | -1.3914 | 31.1178 | -2.5517 | 70.923 | 13.5937 | 6.5471 | -4.3212 | 30.2569 | -3.7959 | 35.2218 | 0.39725
5988 | 6.8967 | 0.76826 | 10.6745 | -8.0947 | 33.3591 | -1.45 | 31.1166 | -2.5527 | 71.2315 | 13.9099 | 6.5207 | -4.3475 | 29.9276 | -4.1251 | 35.0697 | 0.24519
5989 | 6.871 | 0.74315 | 10.6613 | -8.1074 | 33.3969 | -1.4118 | 31.0942 | -2.5749 | 70.9226 | 13.6002 | 6.4931 | -4.3751 | 30.1438 | -3.9089 | 35.052 | 0.22748
5990 | 6.8452 | 0.71805 | 10.6481 | -8.1201 | 33.4347 | -1.3736 | 31.0718 | -2.597 | 70.6136 | 13.2906 | 6.4655 | -4.4027 | 30.1874 | -3.8653 | 35.1466 | 0.32211
5991 | 6.8194 | 0.69294 | 10.6348 | -8.1328 | 33.4726 | -1.3354 | 31.0494 | -2.6192 | 70.3046 | 12.981 | 6.4379 | -4.4303 | 30.2467 | -3.8059 | 34.825 | 0.00044613
5992 | 6.7937 | 0.66783 | 10.6216 | -8.1455 | 33.5104 | -1.2972 | 31.027 | -2.6413 | 69.9957 | 12.6713 | 6.4104 | -4.4578 | 29.8981 | -4.1545 | 34.7828 | -0.041724
5993 | 6.7679 | 0.64273 | 10.6084 | -8.1582 | 33.5482 | -1.259 | 31.0046 | -2.6635 | 69.6867 | 12.3617 | 6.3828 | -4.4854 | 30.2476 | -3.8049 | 34.7694 | -0.055146
5994 | 6.7417 | 0.61762 | 10.5951 | -8.1709 | 33.5854 | -1.2208 | 30.9822 | -2.6857 | 69.3801 | 12.0521 | 6.3552 | -4.513 | 30.2843 | -3.7683 | 34.7081 | -0.11647
5995 | 6.6319 | 0.50839 | 10.651 | -8.1145 | 33.5001 | -1.306 | 30.9381 | -2.7295 | 69.5387 | 12.2114 | 6.1706 | -4.6976 | 30.0672 | -3.9853 | 34.8625 | 0.038004
5996 | 6.5221 | 0.39917 | 10.7069 | -8.058 | 33.4148 | -1.3912 | 30.894 | -2.7734 | 69.6973 | 12.3708 | 5.9859 | -4.8823 | 30.0297 | -4.0228 | 34.7617 | -0.062791
5997 | 6.4123 | 0.28995 | 10.7628 | -8.0016 | 33.3295 | -1.4764 | 30.8499 | -2.8173 | 69.8559 | 12.5301 | 5.8013 | -5.0669 | 29.8987 | -4.1538 | 34.6419 | -0.18264
5998 | 6.3024 | 0.18072 | 10.8187 | -7.9451 | 33.2442 | -1.5615 | 30.8057 | -2.8612 | 70.0145 | 12.6895 | 5.6167 | -5.2515 | 29.8629 | -4.1895 | 34.6577 | -0.16679
5999 | 6.1926 | 0.071497 | 10.8746 | -7.8886 | 33.1589 | -1.6467 | 30.7616 | -2.9051 | 70.1732 | 12.8489 | 5.4321 | -5.4362 | 30.1639 | -3.8886 | 34.7048 | -0.11974
6000 | 6.0828 | -0.037728 | 10.9306 | -7.8322 | 33.0736 | -1.7319 | 30.7175 | -2.949 | 70.3318 | 13.0082 | 5.2474 | -5.6208 | 30.1773 | -3.8751 | 34.5431 | -0.28146