## Overview
Measurment conditions
Center frequency: | 1500 MHZ | Att: | 10dB
Span: | 3000 MHz | RBW | 100KHz
Tracking Gen, Level: | 100dBµV | VBW | 300kHz
Correction Value
| RF-R400-1 |  | RF-R50-1 |  | RF-B50-1 |  | RF-R3-2 |  | RF-B3-2 |  | RF-K7-4 |  | RF-U2,5-2 |  | RF-U5-2 |  | RF-U5-2 from 02-2000 |  | RF-R0,3-3 |  | RF-B0,3-3
Frequency [MHz] | H-field correction value [dBµA/µVm] | current correction value [dBµA/µV] | H-field correction value [dBµA/µVm] | current correction value [dBµA/µV] | H-field correction value [dBµA/µVm] | current correction value [dBµA/µV] | H-field correction value [dBµA/µVm] | current correction value [dBµA/µV] | H-field correction value [dBµA/µVm] | current correction value [dBµA/µV] | H-field correction value [dBµA/µVm] | current correction value [dBµA/µV] | H-field correction value [dBµA/µVm] | current correction value [dBµA/µV] | H-field correction value [dBµA/µVm] | current correction value [dBµA/µV] | H-field correction value [dBµA/µVm] | current correction value [dBµA/µV] | H-field correction value [dBµA/µVm] | current correction value [dBµA/µV] | H-field correction value [dBµA/µVm] | current correction value [dBµA/µV]
5 | 33.6172 | 24.2726 | 52.8171 | 30.77 | 54.4458 | 26.9106 | 77.8398 | 40.046 | 71.4667 | 40.3143 | 50.476 | 25.7231 | 87.9007 | 26.1658 | 65.3842 | 16.3768 | 65.541 | 14.9502 | 78.3045 | 38.2466 | 74.9378 | 40.4731
6 | 29.2942 | 19.9497 | 48.5202 | 26.4731 | 51.3782 | 22.7544 | 74.7804 | 35.5356 | 67.0474 | 35.895 | 46.1165 | 21.3637 | 84.7877 | 21.9419 | 62.8212 | 12.1216 | 62.2974 | 11.708 | 75.2113 | 33.9341 | 76.8275 | 36.2231
7 | 28.4582 | 19.1137 | 47.6426 | 25.5955 | 48.3107 | 21.8533 | 71.721 | 35.3638 | 66.0292 | 34.8768 | 45.3168 | 20.5643 | 81.6747 | 21.0408 | 60.2617 | 11.2518 | 61.3238 | 10.7366 | 72.1182 | 33.2674 | 75.3635 | 35.4731
8 | 27.6222 | 18.2778 | 46.765 | 24.7179 | 47.5209 | 20.9523 | 71.3533 | 35.1919 | 65.011 | 33.8585 | 44.517 | 19.7648 | 80.9078 | 20.1398 | 59.3857 | 10.382 | 60.3502 | 9.7653 | 71.4574 | 32.6007 | 73.8995 | 34.7231
9 | 26.7862 | 17.4419 | 45.8873 | 23.8403 | 46.7402 | 20.0512 | 70.9964 | 35.02 | 63.9927 | 32.8403 | 43.7172 | 18.9653 | 80.1502 | 19.2387 | 58.5148 | 9.5122 | 59.3766 | 8.7939 | 70.8064 | 31.9341 | 72.4355 | 33.9731
10 | 26.1689 | 16.8247 | 45.3899 | 23.3429 | 45.9596 | 19.5096 | 70.6395 | 34.296 | 63.5969 | 32.4445 | 43.1284 | 18.3768 | 79.3926 | 18.7674 | 57.9463 | 8.9471 | 58.8345 | 8.2548 | 70.1554 | 31.3143 | 71.8712 | 33.5174
11 | 25.5516 | 16.2075 | 44.8925 | 22.8455 | 45.4278 | 18.9679 | 69.9768 | 33.5721 | 63.201 | 32.0486 | 42.5395 | 17.7882 | 78.9363 | 18.296 | 57.379 | 8.382 | 58.2923 | 7.7157 | 69.6258 | 30.6945 | 71.3068 | 33.0617
12 | 24.9343 | 15.5903 | 44.3951 | 22.3481 | 44.8974 | 18.4262 | 69.3123 | 32.8481 | 62.8052 | 31.6528 | 41.9505 | 17.1997 | 78.4817 | 17.8247 | 56.8596 | 7.8169 | 57.7501 | 7.1766 | 69.0969 | 30.0747 | 70.7424 | 32.6059
13 | 24.4993 | 15.1554 | 43.8534 | 21.8065 | 44.3671 | 17.9184 | 68.6478 | 32.3013 | 62.6489 | 31.4966 | 41.4891 | 16.7387 | 78.0272 | 17.4054 | 56.3404 | 7.3481 | 57.1968 | 6.627 | 68.5681 | 29.7257 | 70.2149 | 31.9575
14 | 24.0642 | 14.7205 | 43.3117 | 21.2648 | 43.8851 | 17.4106 | 68.1643 | 31.7544 | 62.4926 | 31.3403 | 41.0277 | 16.2778 | 77.6216 | 16.9861 | 55.8686 | 6.8794 | 56.6434 | 6.0775 | 68.1611 | 29.3768 | 69.6874 | 31.3091
15 | 23.6292 | 14.2856 | 42.77 | 20.7231 | 43.4036 | 16.9028 | 67.6822 | 31.2075 | 62.3363 | 31.1841 | 40.5663 | 15.8169 | 77.2163 | 16.5669 | 55.3971 | 6.4106 | 56.0901 | 5.528 | 67.7552 | 29.0278 | 69.1599 | 30.6606
16 | 23.1577 | 13.8143 | 42.3116 | 20.2648 | 42.922 | 16.4731 | 67.2002 | 30.8533 | 61.779 | 30.6268 | 40.1178 | 15.369 | 76.8111 | 16.1919 | 54.969 | 5.9861 | 55.7 | 5.1425 | 67.3492 | 28.5096 | 68.7015 | 30.3611
17 | 22.6861 | 13.3429 | 41.8533 | 19.8065 | 42.4891 | 16.0434 | 66.7595 | 30.4992 | 61.2217 | 30.0695 | 39.6693 | 14.921 | 76.4122 | 15.8169 | 54.5412 | 5.5617 | 55.31 | 4.757 | 66.8364 | 27.9914 | 68.2431 | 30.0617
18 | 22.2146 | 12.8716 | 41.3949 | 19.3481 | 42.0568 | 15.6137 | 66.3193 | 30.145 | 60.6644 | 29.5122 | 39.2208 | 14.4731 | 76.0134 | 15.4419 | 54.117 | 5.1372 | 54.92 | 4.3716 | 66.3226 | 27.4731 | 67.7847 | 29.7622
19 | 21.7248 | 12.382 | 40.874 | 18.8273 | 41.6244 | 15.1762 | 65.8791 | 29.5356 | 60.219 | 29.0669 | 38.7592 | 14.0122 | 75.6146 | 14.9992 | 53.6928 | 4.7205 | 54.532 | 3.9887 | 65.8087 | 26.9679 | 67.3044 | 29.1007
20 | 21.2351 | 11.8924 | 40.3532 | 18.3065 | 41.2225 | 14.7387 | 65.3969 | 28.9262 | 59.7737 | 28.6216 | 38.2976 | 13.5512 | 75.2451 | 14.5565 | 53.273 | 4.3039 | 54.1439 | 3.6058 | 65.3181 | 26.4627 | 66.8241 | 28.4393
21 | 20.7453 | 11.4028 | 39.8323 | 17.7856 | 40.821 | 14.3012 | 64.9142 | 28.3169 | 59.3283 | 28.1762 | 37.836 | 13.0903 | 74.8761 | 14.1137 | 52.8532 | 3.8872 | 53.7558 | 3.2229 | 64.8278 | 25.9575 | 66.3438 | 27.7778
22 | 20.4482 | 11.1059 | 39.5901 | 17.5434 | 40.4195 | 13.9705 | 64.4315 | 28.0825 | 59.146 | 27.994 | 37.5331 | 12.7882 | 74.507 | 13.8924 | 52.5998 | 3.6398 | 53.4662 | 2.939 | 64.3375 | 25.4966 | 66.0287 | 27.5643
23 | 20.1511 | 10.8091 | 39.3478 | 17.3012 | 40.0634 | 13.6398 | 64.1319 | 27.8481 | 58.9637 | 27.8117 | 37.2303 | 12.4861 | 74.2267 | 13.671 | 52.3482 | 3.3924 | 53.1765 | 2.6551 | 63.9238 | 25.0356 | 65.7137 | 27.3507
24 | 19.8539 | 10.5122 | 39.1056 | 17.0591 | 39.7079 | 13.3091 | 63.8349 | 27.6137 | 58.7813 | 27.6294 | 36.9274 | 12.1841 | 73.9476 | 13.4497 | 52.0441 | 3.145 | 52.8869 | 2.3711 | 63.5113 | 24.5747 | 65.3987 | 27.1372
25 | 19.4605 | 10.119 | 38.767 | 16.7205 | 39.3525 | 12.9054 | 63.5379 | 27.1945 | 58.3776 | 27.2257 | 36.5333 | 11.7908 | 73.6686 | 13.0617 | 51.7395 | 2.7934 | 52.602 | 2.0924 | 63.0988 | 24.257 | 65.1127 | 26.9184
26 | 19.067 | 9.7257 | 38.4284 | 16.382 | 39.0034 | 12.5018 | 63.1779 | 26.7752 | 57.974 | 26.8221 | 36.1392 | 11.3976 | 73.3444 | 12.6736 | 51.3846 | 2.4419 | 52.317 | 1.8137 | 62.7951 | 23.9393 | 64.8267 | 26.6997
27 | 18.6735 | 9.3325 | 38.0898 | 16.0434 | 38.6544 | 12.0981 | 62.8169 | 26.3559 | 57.5703 | 26.4184 | 35.745 | 11.0044 | 73.0194 | 12.2856 | 51.0292 | 2.0903 | 52.0321 | 1.535 | 62.4933 | 23.6216 | 64.5408 | 26.4809
28 | 18.4154 | 9.0747 | 37.8007 | 15.7544 | 38.3054 | 11.8559 | 62.4559 | 26.1085 | 57.3254 | 26.1736 | 35.4967 | 10.757 | 72.6945 | 12.0877 | 50.8165 | 1.8846 | 51.8275 | 1.337 | 62.1914 | 23.3507 | 64.147 | 25.9575
29 | 18.1573 | 8.8169 | 37.5116 | 15.4653 | 38.03 | 11.6137 | 62.1787 | 25.8611 | 57.0806 | 25.9289 | 35.2483 | 10.5096 | 72.4641 | 11.8898 | 50.6057 | 1.6789 | 51.6229 | 1.139 | 61.9138 | 23.0799 | 63.7532 | 25.4341
30 | 17.8991 | 8.5591 | 37.2225 | 15.1762 | 37.7558 | 11.3716 | 61.9029 | 25.6137 | 56.8357 | 25.6841 | 34.9999 | 10.2622 | 72.2355 | 11.6919 | 50.3609 | 1.4731 | 51.4184 | 0.94096 | 61.6367 | 22.8091 | 63.3594 | 24.9106
31 | 17.5655 | 8.2257 | 36.9255 | 14.8794 | 37.4817 | 11.0356 | 61.6272 | 25.283 | 56.4399 | 25.2882 | 34.6838 | 9.9471 | 72.0069 | 11.408 | 50.1155 | 1.1997 | 51.1588 | 0.68827 | 61.3596 | 22.52 | 63.0836 | 24.6606
32 | 17.2318 | 7.8924 | 36.6286 | 14.5825 | 37.1947 | 10.6997 | 61.3844 | 24.9523 | 56.044 | 24.8924 | 34.3676 | 9.632 | 71.7686 | 11.1242 | 49.8381 | 0.92625 | 50.8992 | 0.43557 | 61.0629 | 22.2309 | 62.8079 | 24.4106
33 | 16.8982 | 7.5591 | 36.3316 | 14.2856 | 36.9074 | 10.3637 | 61.1423 | 24.6216 | 55.6481 | 24.4966 | 34.0513 | 9.3169 | 71.5301 | 10.8403 | 49.5601 | 0.65281 | 50.6397 | 0.18288 | 60.7658 | 21.9419 | 62.5321 | 24.1606
34 | 16.7025 | 7.3637 | 36.118 | 14.0721 | 36.6202 | 10.171 | 60.9002 | 24.5512 | 55.5048 | 24.3533 | 33.7976 | 9.0643 | 71.2917 | 10.6945 | 49.3964 | 0.49656 | 50.484 | 0.034354 | 60.4687 | 21.6294 | 62.339 | 24.0695
35 | 16.5069 | 7.1684 | 35.9044 | 13.8585 | 36.4088 | 9.9783 | 60.7566 | 24.4809 | 55.3615 | 24.2101 | 33.5438 | 8.8117 | 71.1265 | 10.5486 | 49.2345 | 0.34031 | 50.3284 | -0.11417 | 60.2042 | 21.3169 | 62.1459 | 23.9783
36 | 16.3112 | 6.9731 | 35.6908 | 13.645 | 36.1991 | 9.7856 | 60.6152 | 24.4106 | 55.2182 | 24.0669 | 33.29 | 8.5591 | 70.963 | 10.4028 | 49.0685 | 0.18406 | 50.1728 | -0.2627 | 59.9404 | 21.0044 | 61.9528 | 23.8872
37 | 16.079 | 6.7414 | 35.4407 | 13.395 | 35.9894 | 9.5434 | 60.4738 | 24.132 | 55.0775 | 23.9262 | 33.1116 | 8.382 | 70.7995 | 10.2101 | 48.9025 | 0.02 | 49.9545 | -0.47373 | 59.6767 | 20.8351 | 61.6687 | 23.5018
38 | 15.8469 | 6.5096 | 35.1907 | 13.145 | 35.7288 | 9.3012 | 60.188 | 23.8533 | 54.9368 | 23.7856 | 32.9333 | 8.2049 | 70.584 | 10.0174 | 48.7321 | -0.14406 | 49.7362 | -0.68476 | 59.459 | 20.6658 | 61.3845 | 23.1164
39 | 15.6147 | 6.2778 | 34.9406 | 12.895 | 35.4669 | 9.0591 | 59.8986 | 23.5747 | 54.7961 | 23.645 | 32.7549 | 8.0278 | 70.3673 | 9.8247 | 48.5615 | -0.30812 | 49.5179 | -0.8958 | 59.2425 | 20.4966 | 61.1004 | 22.7309
40 | 15.3435 | 6.007 | 34.6723 | 12.6268 | 35.205 | 8.7596 | 59.6093 | 23.2648 | 54.5461 | 23.395 | 32.4697 | 7.744 | 70.1506 | 9.5669 | 48.3301 | -0.53469 | 49.3803 | -1.0261 | 59.0259 | 20.1893 | 60.8412 | 22.5018
41 | 15.0723 | 5.7361 | 34.404 | 12.3585 | 34.9542 | 8.4601 | 59.3381 | 22.9549 | 54.296 | 23.145 | 32.1844 | 7.4601 | 69.9564 | 9.3091 | 48.0976 | -0.76125 | 49.2427 | -1.1564 | 58.7835 | 19.882 | 60.582 | 22.2726
42 | 14.801 | 5.4653 | 34.1356 | 12.0903 | 34.7036 | 8.1606 | 59.0674 | 22.645 | 54.0459 | 22.895 | 31.8992 | 7.1762 | 69.7627 | 9.0512 | 47.9353 | -0.98781 | 49.105 | -1.2867 | 58.5403 | 19.5747 | 60.3229 | 22.0434
43 | 14.6704 | 5.3351 | 33.9923 | 11.9471 | 34.4531 | 8.0044 | 58.7967 | 22.4497 | 53.8844 | 22.7335 | 31.7571 | 7.0356 | 69.5691 | 8.9861 | 47.7744 | -1.0737 | 48.9075 | -1.4769 | 58.2971 | 19.4549 | 60.1147 | 21.8377
44 | 14.5397 | 5.2049 | 33.849 | 11.8039 | 34.2767 | 7.8481 | 58.5897 | 22.2544 | 53.7229 | 22.5721 | 31.615 | 6.895 | 69.4465 | 8.921 | 47.68 | -1.1597 | 48.7099 | -1.6671 | 58.1616 | 19.3351 | 59.9065 | 21.632
45 | 14.4091 | 5.0747 | 33.7057 | 11.6606 | 34.1024 | 7.6919 | 58.3845 | 22.0591 | 53.5613 | 22.4106 | 31.4729 | 6.7544 | 69.3259 | 8.8559 | 47.5871 | -1.2456 | 48.5124 | -1.8573 | 58.0291 | 19.2153 | 59.6984 | 21.4262
46 | 14.2159 | 4.882 | 33.4869 | 11.4419 | 33.9282 | 7.4835 | 58.1793 | 21.8351 | 53.306 | 22.1554 | 31.276 | 6.5591 | 69.2054 | 8.6346 | 47.4212 | -1.4071 | 48.4216 | -1.9407 | 57.8967 | 19.0591 | 59.5361 | 21.2335
47 | 14.0227 | 4.6893 | 33.268 | 11.2231 | 33.7502 | 7.2752 | 58.0167 | 21.6111 | 53.0507 | 21.9002 | 31.0791 | 6.3637 | 69.0382 | 8.4132 | 47.2535 | -1.5685 | 48.3309 | -2.0242 | 57.7324 | 18.9028 | 59.3739 | 21.0408
48 | 13.8295 | 4.4966 | 33.0492 | 11.0044 | 33.5722 | 7.0669 | 57.8553 | 21.3872 | 52.7954 | 21.645 | 30.8822 | 6.1684 | 68.8695 | 8.1919 | 47.1405 | -1.73 | 48.2401 | -2.1076 | 57.5671 | 18.7466 | 59.2116 | 20.8481
49 | 13.7431 | 4.4106 | 32.9319 | 10.8872 | 33.3942 | 6.9471 | 57.694 | 21.3455 | 52.587 | 21.4367 | 30.7921 | 6.0799 | 68.7009 | 8.1294 | 47.0288 | -1.7821 | 48.1156 | -2.2249 | 57.4017 | 18.5643 | 59.0784 | 20.8039
50 | 13.6567 | 4.3247 | 32.8146 | 10.77 | 33.2429 | 6.8273 | 57.566 | 21.3039 | 52.3786 | 21.2283 | 30.7019 | 5.9914 | 68.6036 | 8.0669 | 46.9682 | -1.8342 | 47.991 | -2.3421 | 57.2398 | 18.382 | 58.9452 | 20.7596
51 | 13.5702 | 4.2387 | 32.6973 | 10.6528 | 33.0924 | 6.7075 | 57.4391 | 21.2622 | 52.1702 | 21.02 | 30.6116 | 5.9028 | 68.5087 | 8.0044 | 46.9089 | -1.8862 | 47.8665 | -2.4594 | 57.078 | 18.1997 | 58.812 | 20.7153
52 | 13.377 | 4.046 | 32.4889 | 10.4445 | 32.942 | 6.4992 | 57.3121 | 20.9731 | 52.1154 | 20.9653 | 30.4068 | 5.6997 | 68.4138 | 7.8533 | 46.7693 | -2.0217 | 47.7265 | -2.5923 | 56.9162 | 18.0773 | 58.6453 | 20.4262
53 | 13.1838 | 3.8533 | 32.2804 | 10.2361 | 32.7754 | 6.2908 | 57.1266 | 20.6841 | 52.0606 | 20.9106 | 30.2019 | 5.4966 | 68.3019 | 7.7023 | 46.6277 | -2.1571 | 47.5864 | -2.7252 | 56.8054 | 17.9549 | 58.4785 | 20.1372
54 | 12.9905 | 3.6606 | 32.072 | 10.0278 | 32.6083 | 6.0825 | 56.9391 | 20.395 | 52.0059 | 20.8559 | 29.997 | 5.2934 | 68.1894 | 7.5512 | 46.5356 | -2.2925 | 47.4464 | -2.8581 | 56.6963 | 17.8325 | 58.3118 | 19.8481
55 | 12.9353 | 3.6059 | 31.9807 | 9.9367 | 32.4411 | 5.994 | 56.7515 | 20.4002 | 51.9276 | 20.7778 | 29.9431 | 5.2414 | 68.0768 | 7.5174 | 46.4448 | -2.329 | 47.3976 | -2.8999 | 56.5873 | 17.7492 | 58.2099 | 19.8559
56 | 12.8801 | 3.5513 | 31.8895 | 9.8455 | 32.3149 | 5.9054 | 56.6525 | 20.4054 | 51.8494 | 20.6997 | 29.8891 | 5.1893 | 67.9984 | 7.4835 | 46.3995 | -2.3654 | 47.3489 | -2.9417 | 56.4534 | 17.6658 | 58.108 | 19.8637
57 | 12.8248 | 3.4966 | 31.7982 | 9.7544 | 32.1901 | 5.8169 | 56.5568 | 20.4106 | 51.7712 | 20.6216 | 29.8352 | 5.1372 | 67.9212 | 7.4497 | 46.3554 | -2.4019 | 47.3001 | -2.9834 | 56.3186 | 17.5825 | 58.0061 | 19.8716
58 | 12.655 | 3.3273 | 31.6418 | 9.5981 | 32.0654 | 5.6242 | 56.4612 | 20.1242 | 51.568 | 20.4184 | 29.664 | 4.9679 | 67.844 | 7.296 | 46.2141 | -2.5399 | 47.1813 | -3.0955 | 56.1838 | 17.3507 | 57.8906 | 19.6919
59 | 12.4852 | 3.158 | 31.4855 | 9.4419 | 31.9246 | 5.4315 | 56.2878 | 19.8377 | 51.3647 | 20.2153 | 29.4928 | 4.7986 | 67.7365 | 7.1424 | 46.07 | -2.6779 | 47.0624 | -3.2075 | 56.0354 | 17.119 | 57.775 | 19.5122
60 | 12.3153 | 2.9888 | 31.3291 | 9.2856 | 31.7831 | 5.2387 | 56.1113 | 19.5512 | 51.1615 | 20.0122 | 29.3216 | 4.6294 | 67.6279 | 6.9887 | 45.9857 | -2.8159 | 46.9435 | -3.3196 | 55.8865 | 16.8872 | 57.6595 | 19.3325
61 | 12.2626 | 2.9367 | 31.2509 | 9.2075 | 31.6417 | 5.1945 | 55.9349 | 19.5825 | 51.0807 | 19.9315 | 29.2831 | 4.5929 | 67.5192 | 6.9705 | 45.9033 | -2.8342 | 46.9107 | -3.3457 | 55.7376 | 16.895 | 57.5459 | 19.2492
62 | 12.2099 | 2.8846 | 31.1726 | 9.1294 | 31.5517 | 5.1502 | 55.8866 | 19.6137 | 50.9998 | 19.8507 | 29.2446 | 4.5565 | 67.4582 | 6.9523 | 45.8756 | -2.8524 | 46.878 | -3.3719 | 55.6713 | 16.9028 | 57.4323 | 19.1658
63 | 12.1573 | 2.8325 | 31.0944 | 9.0512 | 31.4639 | 5.1059 | 55.8437 | 19.645 | 50.919 | 19.77 | 29.2061 | 4.52 | 67.3992 | 6.9341 | 45.8496 | -2.8706 | 46.8452 | -3.398 | 55.6084 | 16.9106 | 57.3187 | 19.0825
64 | 12.0082 | 2.6841 | 30.9041 | 8.8611 | 31.376 | 4.9367 | 55.8008 | 19.4627 | 50.76 | 19.6111 | 29.0348 | 4.3507 | 67.3402 | 6.8039 | 45.7144 | -3.0034 | 46.7397 | -3.4971 | 55.5456 | 16.7153 | 57.2159 | 18.9627
65 | 11.8591 | 2.5356 | 30.7139 | 8.671 | 31.249 | 4.7674 | 55.6486 | 19.2804 | 50.6011 | 19.4523 | 28.8634 | 4.1815 | 67.2493 | 6.6736 | 45.5756 | -3.1362 | 46.6343 | -3.5961 | 55.3895 | 16.52 | 57.1131 | 18.8429
66 | 11.7101 | 2.3872 | 30.5237 | 8.4809 | 31.1203 | 4.5981 | 55.4916 | 19.0981 | 50.4421 | 19.2934 | 28.692 | 4.0122 | 67.1571 | 6.5434 | 45.4916 | -3.2691 | 46.5288 | -3.6951 | 55.2293 | 16.3247 | 57.0103 | 18.7231
67 | 11.6625 | 2.3403 | 30.4558 | 8.4132 | 30.9916 | 4.546 | 55.3346 | 18.9887 | 50.4394 | 19.2908 | 28.6247 | 3.9471 | 67.0648 | 6.5278 | 45.4094 | -3.2925 | 46.5095 | -3.7082 | 55.0692 | 16.2309 | 56.8975 | 18.6424
68 | 11.615 | 2.2934 | 30.388 | 8.3455 | 30.8978 | 4.494 | 55.2135 | 18.8794 | 50.4367 | 19.2882 | 28.5574 | 3.882 | 67.0128 | 6.5122 | 45.377 | -3.3159 | 46.4901 | -3.7213 | 54.9454 | 16.1372 | 56.7847 | 18.5617
69 | 11.5675 | 2.2466 | 30.3201 | 8.2778 | 30.8056 | 4.4419 | 55.0941 | 18.77 | 50.434 | 19.2856 | 28.4901 | 3.8169 | 66.9626 | 6.4966 | 45.3462 | -3.3394 | 46.4708 | -3.7344 | 54.8234 | 16.0434 | 56.6718 | 18.4809
70 | 11.4158 | 2.0955 | 30.1768 | 8.1346 | 30.7134 | 4.2752 | 54.9747 | 18.632 | 50.2568 | 19.1085 | 28.3446 | 3.6736 | 66.9125 | 6.3872 | 45.229 | -3.454 | 46.3658 | -3.8335 | 54.7013 | 15.869 | 56.548 | 18.2986
71 | 11.2641 | 1.9445 | 30.0334 | 7.9914 | 30.5899 | 4.1085 | 54.8557 | 18.494 | 50.0795 | 18.9315 | 28.1991 | 3.5304 | 66.837 | 6.2778 | 45.1088 | -3.5685 | 46.2608 | -3.9325 | 54.595 | 15.6945 | 56.4241 | 18.1164
72 | 11.1123 | 1.7934 | 29.89 | 7.8481 | 30.4648 | 3.9419 | 54.7367 | 18.3559 | 49.9023 | 18.7544 | 28.0536 | 3.3872 | 66.7604 | 6.1684 | 45.0393 | -3.6831 | 46.1557 | -4.0316 | 54.4894 | 15.52 | 56.3003 | 17.9341
73 | 11.0648 | 1.7466 | 29.8065 | 7.7648 | 30.3397 | 3.895 | 54.6177 | 18.2726 | 49.8788 | 18.7309 | 28.0148 | 3.3507 | 66.6837 | 6.158 | 44.9718 | -3.6961 | 46.1343 | -4.0473 | 54.3839 | 15.5434 | 56.2107 | 17.908
74 | 11.0172 | 1.6997 | 29.7231 | 7.6815 | 30.2577 | 3.8481 | 54.5335 | 18.1893 | 49.8552 | 18.7075 | 27.976 | 3.3143 | 66.6337 | 6.1476 | 44.9497 | -3.7092 | 46.1128 | -4.063 | 54.3168 | 15.5669 | 56.1211 | 17.882
75 | 10.9696 | 1.6528 | 29.6396 | 7.5981 | 30.1778 | 3.8013 | 54.451 | 18.1059 | 49.8317 | 18.6841 | 27.9371 | 3.2778 | 66.585 | 6.1372 | 44.9294 | -3.7222 | 46.0913 | -4.0787 | 54.2517 | 15.5903 | 56.0315 | 17.8559
76 | 10.8309 | 1.5148 | 29.5144 | 7.4731 | 30.0979 | 3.6606 | 54.3685 | 18.0252 | 49.6987 | 18.5512 | 27.7915 | 3.1346 | 66.5364 | 6.0226 | 44.8156 | -3.8342 | 46.0154 | -4.1491 | 54.1866 | 15.3611 | 55.9321 | 17.7075
77 | 10.6921 | 1.3768 | 29.3893 | 7.3481 | 29.9931 | 3.52 | 54.2677 | 17.9445 | 49.5658 | 18.4184 | 27.6458 | 2.9914 | 66.459 | 5.908 | 44.6983 | -3.9461 | 45.9395 | -4.2195 | 54.0417 | 15.132 | 55.8327 | 17.5591
78 | 10.5534 | 1.2388 | 29.2641 | 7.2231 | 29.8869 | 3.3794 | 54.1659 | 17.8637 | 49.4328 | 18.2856 | 27.5001 | 2.8481 | 66.38 | 5.7934 | 44.6369 | -4.0581 | 45.8636 | -4.2898 | 53.8927 | 14.9028 | 55.7333 | 17.4106
79 | 10.511 | 1.1971 | 29.2041 | 7.1632 | 29.7807 | 3.3377 | 54.0641 | 17.7231 | 49.3572 | 18.2101 | 27.4534 | 2.8039 | 66.3011 | 5.7856 | 44.5778 | -4.0581 | 45.7644 | -4.3837 | 53.7436 | 14.9028 | 55.6381 | 17.3559
80 | 10.4686 | 1.1554 | 29.144 | 7.1033 | 29.7017 | 3.296 | 53.9506 | 17.5825 | 49.2815 | 18.1346 | 27.4066 | 2.7596 | 66.2576 | 5.7778 | 44.5684 | -4.0581 | 45.6653 | -4.4775 | 53.6785 | 14.9028 | 55.5428 | 17.3012
81 | 10.4261 | 1.1138 | 29.084 | 7.0434 | 29.6241 | 3.2544 | 53.8364 | 17.4419 | 49.2059 | 18.0591 | 27.3598 | 2.7153 | 66.216 | 5.77 | 44.5611 | -4.0581 | 45.5661 | -4.5713 | 53.6179 | 14.9028 | 55.4476 | 17.2466
82 | 10.2926 | 0.98094 | 28.9302 | 6.8898 | 29.5466 | 3.1111 | 53.7222 | 17.3768 | 49.0312 | 17.8846 | 27.2166 | 2.5747 | 66.1745 | 5.671 | 44.4509 | -4.1675 | 45.548 | -4.5844 | 53.5574 | 14.7309 | 55.3546 | 17.1085
83 | 10.159 | 0.84813 | 28.7763 | 6.7361 | 29.4413 | 2.9679 | 53.6492 | 17.3117 | 48.8566 | 17.7101 | 27.0734 | 2.4341 | 66.1074 | 5.5721 | 44.3365 | -4.2769 | 45.5298 | -4.5975 | 53.432 | 14.5591 | 55.2615 | 16.9705
84 | 10.0254 | 0.71531 | 28.6225 | 6.5825 | 29.3345 | 2.8247 | 53.5785 | 17.2466 | 48.682 | 17.5356 | 26.9302 | 2.2934 | 66.0388 | 5.4731 | 44.2781 | -4.3863 | 45.5116 | -4.6106 | 53.303 | 14.3872 | 55.1684 | 16.8325
85 | 9.9934 | 0.68406 | 28.5885 | 6.5486 | 29.2277 | 2.7856 | 53.5079 | 17.1658 | 48.674 | 17.5278 | 26.9067 | 2.2726 | 65.9702 | 5.4653 | 44.2221 | -4.3836 | 45.3973 | -4.72 | 53.174 | 14.3377 | 55.0913 | 16.8091
86 | 9.9613 | 0.65281 | 28.5545 | 6.5148 | 29.1491 | 2.7466 | 53.4051 | 17.0851 | 48.6661 | 17.52 | 26.8832 | 2.2518 | 65.9253 | 5.4575 | 44.2152 | -4.381 | 45.283 | -4.8295 | 53.1025 | 14.2882 | 55.0142 | 16.7856
87 | 9.9293 | 0.62156 | 28.5205 | 6.4809 | 29.0721 | 2.7075 | 53.3004 | 17.0044 | 48.6581 | 17.5122 | 26.8597 | 2.2309 | 65.8819 | 5.4497 | 44.2106 | -4.3784 | 45.1686 | -4.9389 | 53.0345 | 14.2387 | 54.937 | 16.7622
88 | 9.7774 | 0.47052 | 28.3562 | 6.3169 | 28.9952 | 2.5617 | 53.1958 | 16.8559 | 48.533 | 17.3872 | 26.6981 | 2.0721 | 65.8385 | 5.3455 | 44.1012 | -4.4878 | 45.1379 | -4.965 | 52.9664 | 14.1372 | 54.8424 | 16.619
89 | 9.6256 | 0.31948 | 28.192 | 6.1528 | 28.8895 | 2.4158 | 53.0957 | 16.7075 | 48.4078 | 17.2622 | 26.5365 | 1.9132 | 65.7736 | 5.2414 | 43.9871 | -4.5972 | 45.1071 | -4.9912 | 52.8839 | 14.0356 | 54.7477 | 16.4757
90 | 9.4737 | 0.16844 | 28.0277 | 5.9887 | 28.782 | 2.27 | 52.9959 | 16.5591 | 48.2827 | 17.1372 | 26.3749 | 1.7544 | 65.7074 | 5.1372 | 43.9381 | -4.7066 | 45.0763 | -5.0173 | 52.8005 | 13.9341 | 54.6531 | 16.3325
91 | 9.4599 | 0.15542 | 27.9963 | 5.9575 | 28.6745 | 2.2335 | 52.8962 | 16.5486 | 48.2929 | 17.1476 | 26.3461 | 1.7283 | 65.6411 | 5.145 | 43.8921 | -4.6857 | 44.9703 | -5.1189 | 52.7171 | 13.8846 | 54.5677 | 16.283
92 | 9.446 | 0.1424 | 27.9649 | 5.9262 | 28.6024 | 2.1971 | 52.8483 | 16.5382 | 48.3032 | 17.158 | 26.3173 | 1.7023 | 65.6049 | 5.1528 | 43.9031 | -4.6649 | 44.8642 | -5.2205 | 52.6342 | 13.8351 | 54.4823 | 16.2335
93 | 9.4322 | 0.12937 | 27.9334 | 5.895 | 28.5325 | 2.1606 | 52.8037 | 16.5278 | 48.3135 | 17.1684 | 26.2884 | 1.6763 | 65.5706 | 5.1606 | 43.9169 | -4.6441 | 44.7581 | -5.3221 | 52.5513 | 13.7856 | 54.3968 | 16.1841
94 | 9.3089 | 0.0069792 | 27.8004 | 5.7622 | 28.4626 | 2.0304 | 52.7591 | 16.421 | 48.1727 | 17.0278 | 26.1605 | 1.5513 | 65.5363 | 5.0539 | 43.8263 | -4.7352 | 44.7434 | -5.3326 | 52.4684 | 13.6424 | 54.3138 | 16.0721
95 | 9.1857 | -0.11542 | 27.6674 | 5.6294 | 28.3679 | 1.9002 | 52.6414 | 16.3143 | 48.0319 | 16.8872 | 26.0327 | 1.4263 | 65.4725 | 4.9471 | 43.7308 | -4.8264 | 44.7286 | -5.3431 | 52.3685 | 13.4992 | 54.2309 | 15.9601
96 | 9.0625 | -0.23781 | 27.5344 | 5.4966 | 28.2716 | 1.77 | 52.5189 | 16.2075 | 47.8911 | 16.7466 | 25.9048 | 1.3013 | 65.4067 | 4.8403 | 43.686 | -4.9175 | 44.7139 | -5.3536 | 52.2675 | 13.3559 | 54.1479 | 15.8481
97 | 9.0382 | -0.26125 | 27.4874 | 5.4497 | 28.1753 | 1.7361 | 52.3963 | 16.0565 | 47.8363 | 16.6919 | 25.8836 | 1.283 | 65.3408 | 4.8533 | 43.6437 | -4.9071 | 44.6525 | -5.4109 | 52.1665 | 13.3325 | 54.0751 | 15.8012
98 | 9.0138 | -0.28469 | 27.4403 | 5.4028 | 28.125 | 1.7023 | 52.3016 | 15.9054 | 47.7814 | 16.6372 | 25.8625 | 1.2648 | 65.3318 | 4.8664 | 43.6466 | -4.8967 | 44.5911 | -5.4683 | 52.1128 | 13.3091 | 54.0024 | 15.7544
99 | 8.9895 | -0.30812 | 27.3932 | 5.3559 | 28.0779 | 1.6684 | 52.2087 | 15.7544 | 47.7266 | 16.5825 | 25.8413 | 1.2466 | 65.3267 | 4.8794 | 43.6517 | -4.8863 | 44.5297 | -5.5256 | 52.0623 | 13.2856 | 53.9296 | 15.7075
100 | 8.9105 | -0.38625 | 27.3331 | 5.296 | 28.0309 | 1.5981 | 52.1158 | 15.7674 | 47.6509 | 16.507 | 25.7628 | 1.171 | 65.3216 | 4.8455 | 43.6159 | -4.9201 | 44.458 | -5.5934 | 52.0118 | 13.1867 | 53.8691 | 15.6137
101 | 8.8315 | -0.46437 | 27.2731 | 5.2361 | 27.9618 | 1.5278 | 52.0872 | 15.7804 | 47.5752 | 16.4315 | 25.6843 | 1.0955 | 65.2892 | 4.8117 | 43.5779 | -4.954 | 44.3864 | -5.6612 | 51.9357 | 13.0877 | 53.8086 | 15.52
102 | 8.7525 | -0.5425 | 27.213 | 5.1762 | 27.8912 | 1.4575 | 52.063 | 15.7934 | 47.4995 | 16.3559 | 25.6057 | 1.02 | 65.2549 | 4.7778 | 43.5466 | -4.9878 | 44.3147 | -5.729 | 51.8578 | 12.9887 | 53.748 | 15.4262
103 | 8.6917 | -0.6024 | 27.1346 | 5.0981 | 27.8206 | 1.3872 | 52.0389 | 15.7023 | 47.3978 | 16.2544 | 25.5402 | 0.9575 | 65.2205 | 4.7466 | 43.5156 | -5.0086 | 44.3266 | -5.7134 | 51.7798 | 12.9497 | 53.6914 | 15.4315
104 | 8.6309 | -0.66229 | 27.0563 | 5.02 | 27.7249 | 1.3169 | 51.9479 | 15.6111 | 47.296 | 16.1528 | 25.4747 | 0.895 | 65.161 | 4.7153 | 43.4886 | -5.0295 | 44.3385 | -5.6978 | 51.718 | 12.9106 | 53.6349 | 15.4367
105 | 8.5701 | -0.72219 | 26.978 | 4.9419 | 27.6274 | 1.2466 | 51.852 | 15.52 | 47.1943 | 16.0512 | 25.4091 | 0.8325 | 65.0995 | 4.6841 | 43.4618 | -5.0503 | 44.3503 | -5.6823 | 51.6573 | 12.8716 | 53.5783 | 15.4419
106 | 8.439 | -0.8524 | 26.8475 | 4.8117 | 27.5298 | 1.1007 | 51.7562 | 15.4158 | 47.1004 | 15.9575 | 25.2732 | 0.69969 | 65.0381 | 4.5721 | 43.363 | -5.1493 | 44.2738 | -5.7552 | 51.5966 | 12.7726 | 53.4905 | 15.2778
107 | 8.3078 | -0.9826 | 26.7171 | 4.6815 | 27.4321 | 0.9549 | 51.6793 | 15.3117 | 47.0065 | 15.8637 | 25.1372 | 0.56688 | 64.9769 | 4.4601 | 43.2603 | -5.2482 | 44.1973 | -5.8282 | 51.5287 | 12.6736 | 53.4028 | 15.1137
108 | 8.1767 | -1.1128 | 26.5867 | 4.5512 | 27.3343 | 0.80906 | 51.6039 | 15.2075 | 46.9125 | 15.77 | 25.0013 | 0.43406 | 64.9157 | 4.3481 | 43.2291 | -5.3472 | 44.1208 | -5.9012 | 51.4601 | 12.5747 | 53.315 | 14.9497
109 | 8.1784 | -1.1102 | 26.5839 | 4.5486 | 27.2365 | 0.79865 | 51.5285 | 15.1841 | 46.9123 | 15.77 | 24.9955 | 0.43146 | 64.8544 | 4.382 | 43.2019 | -5.3029 | 44.1461 | -5.8726 | 51.3916 | 12.5617 | 53.2442 | 14.9497
110 | 8.1801 | -1.1076 | 26.5811 | 4.546 | 27.1745 | 0.78823 | 51.4588 | 15.1606 | 46.9122 | 15.77 | 24.9898 | 0.42885 | 64.8396 | 4.4158 | 43.235 | -5.2586 | 44.1713 | -5.844 | 51.3198 | 12.5486 | 53.1733 | 14.9497
111 | 8.1817 | -1.105 | 26.5782 | 4.5434 | 27.1154 | 0.77781 | 51.3896 | 15.1372 | 46.912 | 15.77 | 24.984 | 0.42625 | 64.8283 | 4.4497 | 43.2716 | -5.2144 | 44.1965 | -5.8154 | 51.2478 | 12.5356 | 53.1024 | 14.9497
112 | 8.0427 | -1.243 | 26.4348 | 4.4002 | 27.0562 | 0.63198 | 51.3204 | 14.9861 | 46.7738 | 15.632 | 24.8479 | 0.29344 | 64.8171 | 4.3611 | 43.1719 | -5.3185 | 44.1958 | -5.8129 | 51.1758 | 12.3585 | 53.0254 | 14.8065
113 | 7.9038 | -1.381 | 26.2913 | 4.257 | 26.951 | 0.48615 | 51.229 | 14.8351 | 46.6356 | 15.494 | 24.7119 | 0.16062 | 64.7608 | 4.2726 | 43.0642 | -5.4227 | 44.1952 | -5.8103 | 51.0642 | 12.1815 | 52.9484 | 14.6632
114 | 7.7648 | -1.5191 | 26.1479 | 4.1137 | 26.8422 | 0.34031 | 51.1357 | 14.6841 | 46.4974 | 15.3559 | 24.5759 | 0.027813 | 64.7009 | 4.1841 | 43.0215 | -5.5269 | 44.1945 | -5.8078 | 50.9494 | 12.0044 | 52.8714 | 14.52
115 | 7.7508 | -1.5321 | 26.1164 | 4.0825 | 26.7334 | 0.29865 | 51.0424 | 14.6945 | 46.4764 | 15.3351 | 24.5492 | 0.004375 | 64.641 | 4.1789 | 42.9827 | -5.5008 | 44.1758 | -5.8235 | 50.8345 | 12.0018 | 52.803 | 14.5226
116 | 7.7368 | -1.5451 | 26.0849 | 4.0512 | 26.6569 | 0.25698 | 50.9853 | 14.7049 | 46.4553 | 15.3143 | 24.5224 | -0.019062 | 64.6028 | 4.1736 | 42.9992 | -5.4748 | 44.157 | -5.8391 | 50.7773 | 11.9992 | 52.7346 | 14.5252
117 | 7.7228 | -1.5581 | 26.0535 | 4.02 | 26.5831 | 0.21531 | 50.9311 | 14.7153 | 46.4343 | 15.2934 | 24.4957 | -0.0425 | 64.5665 | 4.1684 | 43.0191 | -5.4488 | 44.1383 | -5.8548 | 50.7249 | 11.9966 | 52.6662 | 14.5278
118 | 7.5838 | -1.6961 | 25.923 | 3.8898 | 26.5093 | 0.085104 | 50.8768 | 14.546 | 46.2961 | 15.1554 | 24.3648 | -0.1701 | 64.5301 | 4.0799 | 42.9485 | -5.5217 | 44.1431 | -5.8471 | 50.6724 | 11.8559 | 52.5785 | 14.369
119 | 7.4448 | -1.8342 | 25.7926 | 3.7596 | 26.416 | -0.045104 | 50.7726 | 14.3768 | 46.1579 | 15.0174 | 24.2338 | -0.29771 | 64.4766 | 3.9914 | 42.8723 | -5.5946 | 44.148 | -5.8393 | 50.5764 | 11.7153 | 52.4908 | 14.2101
120 | 7.3058 | -1.9722 | 25.6621 | 3.6294 | 26.3211 | -0.17531 | 50.6641 | 14.2075 | 46.0197 | 14.8794 | 24.1029 | -0.42531 | 64.4215 | 3.9028 | 42.8495 | -5.6675 | 44.1528 | -5.8315 | 50.4767 | 11.5747 | 52.4031 | 14.0512
121 | 7.3074 | -1.9696 | 25.6359 | 3.6033 | 26.2262 | -0.20656 | 50.5557 | 14.2075 | 45.9752 | 14.8351 | 24.0943 | -0.43052 | 64.3665 | 3.9106 | 42.8299 | -5.6336 | 44.1396 | -5.842 | 50.377 | 11.5486 | 52.3438 | 14.0408
122 | 7.309 | -1.967 | 25.6096 | 3.5773 | 26.1748 | -0.23781 | 50.5184 | 14.2075 | 45.9307 | 14.7908 | 24.0857 | -0.43573 | 64.3553 | 3.9184 | 42.8565 | -5.5998 | 44.1263 | -5.8525 | 50.3223 | 11.5226 | 52.2845 | 14.0304
123 | 7.3106 | -1.9644 | 25.5833 | 3.5513 | 26.1272 | -0.26906 | 50.4873 | 14.2075 | 45.8863 | 14.7466 | 24.0771 | -0.44094 | 64.3479 | 3.9263 | 42.886 | -5.5659 | 44.113 | -5.8629 | 50.2716 | 11.4966 | 52.2251 | 14.02
124 | 7.268 | -2.006 | 25.5258 | 3.494 | 26.0797 | -0.34458 | 50.4562 | 14.1216 | 45.821 | 14.6815 | 24.019 | -0.49562 | 64.3405 | 3.895 | 42.8777 | -5.5738 | 44.0426 | -5.9307 | 50.2208 | 11.4028 | 52.1543 | 13.9471
125 | 7.2253 | -2.0477 | 25.4682 | 3.4367 | 25.9828 | -0.4201 | 50.3618 | 14.0356 | 45.7557 | 14.6164 | 23.9609 | -0.55031 | 64.2929 | 3.8638 | 42.8669 | -5.5816 | 43.9722 | -5.9985 | 50.1139 | 11.3091 | 52.0835 | 13.8742
126 | 7.1826 | -2.0894 | 25.4107 | 3.3794 | 25.8816 | -0.49562 | 50.2616 | 13.9497 | 45.6903 | 14.5512 | 23.9028 | -0.605 | 64.2418 | 3.8325 | 42.8328 | -5.5894 | 43.9018 | -6.0662 | 50.002 | 11.2153 | 52.0127 | 13.8012
127 | 7.0748 | -2.1961 | 25.275 | 3.244 | 25.7803 | -0.64146 | 50.1615 | 13.8247 | 45.6068 | 14.4679 | 23.7822 | -0.72219 | 64.1906 | 3.7492 | 42.7971 | -5.6441 | 43.9122 | -6.0533 | 49.89 | 11.0721 | 51.9199 | 13.6762
128 | 6.967 | -2.3029 | 25.1394 | 3.1085 | 25.6896 | -0.78729 | 50.0859 | 13.6997 | 45.5233 | 14.3846 | 23.6615 | -0.83937 | 64.1479 | 3.6658 | 42.7442 | -5.6988 | 43.9227 | -6.0403 | 49.807 | 10.9289 | 51.8271 | 13.5512
129 | 6.8592 | -2.4097 | 25.0037 | 2.9731 | 25.6 | -0.93312 | 50.0126 | 13.5747 | 45.4397 | 14.3012 | 23.5408 | -0.95656 | 64.1059 | 3.5825 | 42.6901 | -5.7534 | 43.9331 | -6.0273 | 49.7265 | 10.7856 | 51.7343 | 13.4262
130 | 6.8608 | -2.4071 | 24.9852 | 2.9549 | 25.5103 | -0.92271 | 49.9393 | 13.5929 | 45.4187 | 14.2804 | 23.5608 | -0.93312 | 64.0639 | 3.6164 | 42.7328 | -5.7014 | 43.8499 | -6.1081 | 49.6461 | 10.8169 | 51.6747 | 13.3898
131 | 6.8624 | -2.4045 | 24.9667 | 2.9367 | 25.4816 | -0.91229 | 49.9108 | 13.6111 | 45.3977 | 14.2596 | 23.5807 | -0.90969 | 64.0653 | 3.6502 | 42.7821 | -5.6493 | 43.7667 | -6.1889 | 49.6295 | 10.8481 | 51.6151 | 13.3533
132 | 6.8639 | -2.4019 | 24.9482 | 2.9184 | 25.4586 | -0.90187 | 49.8864 | 13.6294 | 45.3766 | 14.2387 | 23.6006 | -0.88625 | 64.0707 | 3.6841 | 42.8017 | -5.5972 | 43.6835 | -6.2697 | 49.6189 | 10.8794 | 51.5555 | 13.3169
133 | 6.8316 | -2.4331 | 24.9011 | 2.8716 | 25.4356 | -0.9826 | 49.862 | 13.5304 | 45.2931 | 14.1554 | 23.5424 | -0.94094 | 64.0762 | 3.6424 | 42.8191 | -5.605 | 43.6889 | -6.2619 | 49.6083 | 10.796 | 51.5071 | 13.27
134 | 6.7993 | -2.4644 | 24.854 | 2.8247 | 25.3648 | -1.0633 | 49.792 | 13.4315 | 45.2095 | 14.0721 | 23.4842 | -0.99562 | 64.0447 | 3.6007 | 42.8106 | -5.6128 | 43.6944 | -6.2541 | 49.5423 | 10.7127 | 51.4588 | 13.2231
135 | 6.767 | -2.4956 | 24.8068 | 2.7778 | 25.2893 | -1.1441 | 49.7175 | 13.3325 | 45.126 | 13.9887 | 23.4259 | -1.0503 | 64.0096 | 3.5591 | 42.8003 | -5.6206 | 43.6998 | -6.2464 | 49.4709 | 10.6294 | 51.4104 | 13.1762
136 | 6.7243 | -2.5373 | 24.7389 | 2.7101 | 25.2139 | -1.2092 | 49.643 | 13.3012 | 45.0633 | 13.9262 | 23.3963 | -1.0764 | 63.9745 | 3.5382 | 42.7923 | -5.6258 | 43.6299 | -6.3141 | 49.3995 | 10.5799 | 51.3621 | 13.1137
137 | 6.6816 | -2.579 | 24.6709 | 2.6424 | 25.1501 | -1.2743 | 49.6 | 13.27 | 45.0005 | 13.8637 | 23.3667 | -1.1024 | 63.9576 | 3.5174 | 42.7846 | -5.631 | 43.5599 | -6.3819 | 49.3469 | 10.5304 | 51.3137 | 13.0512
138 | 6.6389 | -2.6206 | 24.6029 | 2.5747 | 25.0874 | -1.3394 | 49.5601 | 13.2387 | 44.9378 | 13.8012 | 23.337 | -1.1284 | 63.9424 | 3.4966 | 42.7834 | -5.6363 | 43.4899 | -6.4496 | 49.2961 | 10.4809 | 51.2654 | 12.9887
139 | 6.617 | -2.6415 | 24.5662 | 2.5382 | 25.0248 | -1.3967 | 49.5202 | 13.1841 | 44.9168 | 13.7804 | 23.2969 | -1.1649 | 63.9273 | 3.494 | 42.7826 | -5.6284 | 43.5008 | -6.4367 | 49.2454 | 10.4289 | 51.2302 | 12.9731
140 | 6.5951 | -2.6623 | 24.5295 | 2.5018 | 24.971 | -1.454 | 49.4616 | 13.1294 | 44.8957 | 13.7596 | 23.2569 | -1.2014 | 63.9193 | 3.4914 | 42.7872 | -5.6206 | 43.5116 | -6.4237 | 49.1888 | 10.3768 | 51.1949 | 12.9575
141 | 6.5731 | -2.6831 | 24.4927 | 2.4653 | 24.918 | -1.5112 | 49.4011 | 13.0747 | 44.8747 | 13.7387 | 23.2168 | -1.2378 | 63.912 | 3.4888 | 42.7921 | -5.6128 | 43.5225 | -6.4107 | 49.1316 | 10.3247 | 51.1597 | 12.9419
142 | 6.5356 | -2.7196 | 24.4716 | 2.4445 | 24.8651 | -1.5555 | 49.3406 | 13.0044 | 44.8328 | 13.6971 | 23.1793 | -1.2717 | 63.9046 | 3.4757 | 42.7854 | -5.618 | 43.4631 | -6.4681 | 49.0744 | 10.2596 | 51.1224 | 12.8898
143 | 6.4981 | -2.756 | 24.4505 | 2.4236 | 24.8231 | -1.5998 | 49.2737 | 12.9341 | 44.7909 | 13.6554 | 23.1417 | -1.3055 | 63.8957 | 3.4627 | 42.7778 | -5.6232 | 43.4038 | -6.5254 | 49.0287 | 10.1945 | 51.0851 | 12.8377
144 | 6.4605 | -2.7925 | 24.4294 | 2.4028 | 24.7822 | -1.6441 | 49.2061 | 12.8637 | 44.749 | 13.6137 | 23.1042 | -1.3394 | 63.8865 | 3.4497 | 42.7677 | -5.6284 | 43.3444 | -6.5827 | 48.9842 | 10.1294 | 51.0478 | 12.7856
145 | 6.4308 | -2.8211 | 24.3666 | 2.3403 | 24.7413 | -1.6779 | 49.1385 | 12.8012 | 44.6863 | 13.5512 | 23.0771 | -1.3628 | 63.8774 | 3.4497 | 42.7574 | -5.6389 | 43.3737 | -6.5515 | 48.9396 | 10.1216 | 51.0162 | 12.7622
146 | 6.4011 | -2.8498 | 24.3038 | 2.2778 | 24.6995 | -1.7118 | 49.0832 | 12.7387 | 44.6235 | 13.4887 | 23.05 | -1.3862 | 63.8731 | 3.4497 | 42.7449 | -5.6493 | 43.403 | -6.5203 | 48.903 | 10.1137 | 50.9846 | 12.7387
147 | 6.3713 | -2.8784 | 24.2411 | 2.2153 | 24.6576 | -1.7456 | 49.0291 | 12.6762 | 44.5608 | 13.4262 | 23.0228 | -1.4097 | 63.8694 | 3.4497 | 42.7323 | -5.6597 | 43.4322 | -6.4891 | 48.8672 | 10.1059 | 50.953 | 12.7153
148 | 6.3442 | -2.9045 | 24.2121 | 2.1867 | 24.6157 | -1.8003 | 48.9751 | 12.6372 | 44.5137 | 13.3794 | 22.9696 | -1.4592 | 63.8657 | 3.4419 | 42.7197 | -5.6701 | 43.446 | -6.4736 | 48.8314 | 10.0226 | 50.9216 | 12.6867
149 | 6.3171 | -2.9305 | 24.1832 | 2.158 | 24.5705 | -1.855 | 48.9448 | 12.5981 | 44.4666 | 13.3325 | 22.9164 | -1.5086 | 63.8559 | 3.4341 | 42.7071 | -5.6805 | 43.4597 | -6.458 | 48.7799 | 9.9393 | 50.8902 | 12.658
150 | 6.2899 | -2.9566 | 24.1543 | 2.1294 | 24.525 | -1.9097 | 48.917 | 12.5591 | 44.4195 | 13.2856 | 22.8632 | -1.5581 | 63.8453 | 3.4263 | 42.6984 | -5.6909 | 43.4734 | -6.4424 | 48.7268 | 9.8559 | 50.8588 | 12.6294
151 | 6.2498 | -2.9956 | 24.1279 | 2.1033 | 24.4794 | -1.9383 | 48.8893 | 12.5512 | 44.4193 | 13.2856 | 22.8361 | -1.5816 | 63.8348 | 3.4132 | 42.6901 | -5.6935 | 43.4638 | -6.4503 | 48.6736 | 9.8559 | 50.8051 | 12.5851
152 | 6.2096 | -3.0347 | 24.1016 | 2.0773 | 24.4186 | -1.967 | 48.8355 | 12.5434 | 44.419 | 13.2856 | 22.8089 | -1.605 | 63.8015 | 3.4002 | 42.6824 | -5.6961 | 43.4542 | -6.4581 | 48.6301 | 9.8559 | 50.7514 | 12.5408
153 | 6.1694 | -3.0737 | 24.0753 | 2.0513 | 24.356 | -1.9956 | 48.7788 | 12.5356 | 44.4188 | 13.2856 | 22.7817 | -1.6284 | 63.7657 | 3.3872 | 42.6747 | -5.6988 | 43.4445 | -6.466 | 48.5877 | 9.8559 | 50.6978 | 12.4966
154 | 6.0616 | -3.1805 | 23.9682 | 1.9445 | 24.2935 | -2.1154 | 48.7221 | 12.395 | 44.2831 | 13.1502 | 22.6737 | -1.7326 | 63.7299 | 3.3143 | 42.5977 | -5.7795 | 43.5157 | -6.3931 | 48.5452 | 9.7414 | 50.6403 | 12.3976
155 | 5.9537 | -3.2873 | 23.8611 | 1.8377 | 24.223 | -2.2352 | 48.6338 | 12.2544 | 44.1475 | 13.0148 | 22.5658 | -1.8368 | 63.6996 | 3.2414 | 42.5149 | -5.8602 | 43.5869 | -6.3202 | 48.4764 | 9.6268 | 50.5828 | 12.2986
156 | 5.8458 | -3.3941 | 23.754 | 1.7309 | 24.1516 | -2.355 | 48.5419 | 12.1137 | 44.0118 | 12.8794 | 22.4579 | -1.9409 | 63.67 | 3.1684 | 42.4892 | -5.9409 | 43.6581 | -6.2474 | 48.4045 | 9.5122 | 50.5253 | 12.1997
157 | 5.8707 | -3.368 | 23.7642 | 1.7414 | 24.0802 | -2.342 | 48.45 | 12.1059 | 44.0246 | 12.8924 | 22.4541 | -1.9409 | 63.6404 | 3.2153 | 42.4682 | -5.9071 | 43.5679 | -6.336 | 48.3327 | 9.5148 | 50.4886 | 12.2257
158 | 5.8956 | -3.342 | 23.7743 | 1.7518 | 24.042 | -2.329 | 48.4153 | 12.0981 | 44.0374 | 12.9054 | 22.4503 | -1.9409 | 63.6331 | 3.2622 | 42.4918 | -5.8732 | 43.4776 | -6.4246 | 48.279 | 9.5174 | 50.4518 | 12.2518
159 | 5.9206 | -3.3159 | 23.7844 | 1.7622 | 24.0075 | -2.3159 | 48.3872 | 12.0903 | 44.0502 | 12.9184 | 22.4465 | -1.9409 | 63.6284 | 3.3091 | 42.5191 | -5.8394 | 43.3874 | -6.5131 | 48.2275 | 9.52 | 50.4151 | 12.2778
160 | 5.8101 | -3.4253 | 23.6695 | 1.6476 | 23.9731 | -2.4305 | 48.3591 | 12.0278 | 43.9744 | 12.8429 | 22.3307 | -2.0529 | 63.6237 | 3.2179 | 42.4428 | -5.9227 | 43.4692 | -6.4299 | 48.176 | 9.3768 | 50.3607 | 12.1606
161 | 5.6996 | -3.5347 | 23.5546 | 1.533 | 23.9018 | -2.5451 | 48.3121 | 11.9653 | 43.8986 | 12.7674 | 22.2149 | -2.1649 | 63.5814 | 3.1268 | 42.3576 | -6.006 | 43.5509 | -6.3466 | 48.0989 | 9.2335 | 50.3062 | 12.0434
162 | 5.5891 | -3.6441 | 23.4397 | 1.4184 | 23.8262 | -2.6597 | 48.263 | 11.9028 | 43.8229 | 12.6919 | 22.099 | -2.2769 | 63.5348 | 3.0356 | 42.3332 | -6.0894 | 43.6326 | -6.2633 | 48.0187 | 9.0903 | 50.2518 | 11.9262
163 | 5.5827 | -3.6493 | 23.4446 | 1.4236 | 23.7506 | -2.6675 | 48.2138 | 11.8768 | 43.794 | 12.6632 | 22.0978 | -2.2743 | 63.4881 | 3.0669 | 42.3142 | -6.0503 | 43.5347 | -6.3597 | 47.9385 | 9.119 | 50.2084 | 11.9367
164 | 5.5764 | -3.6545 | 23.4495 | 1.4289 | 23.7196 | -2.6753 | 48.1739 | 11.8507 | 43.7651 | 12.6346 | 22.0966 | -2.2717 | 63.4957 | 3.0981 | 42.3451 | -6.0113 | 43.4369 | -6.4561 | 47.9318 | 9.1476 | 50.1651 | 11.9471
165 | 5.57 | -3.6597 | 23.4544 | 1.4341 | 23.694 | -2.6831 | 48.1352 | 11.8247 | 43.7362 | 12.6059 | 22.0953 | -2.2691 | 63.5099 | 3.1294 | 42.3805 | -5.9722 | 43.339 | -6.5525 | 47.9341 | 9.1762 | 50.1217 | 11.9575
166 | 5.522 | -3.7066 | 23.402 | 1.382 | 23.6683 | -2.7378 | 48.0966 | 11.7648 | 43.7021 | 12.5721 | 22.0368 | -2.3237 | 63.5241 | 3.1164 | 42.3746 | -5.98 | 43.3427 | -6.5473 | 47.9363 | 9.1346 | 50.0703 | 11.8664
167 | 5.474 | -3.7534 | 23.3496 | 1.3299 | 23.6173 | -2.7925 | 48.0389 | 11.7049 | 43.668 | 12.5382 | 21.9782 | -2.3784 | 63.5109 | 3.1033 | 42.3651 | -5.9878 | 43.3464 | -6.5422 | 47.8897 | 9.0929 | 50.0189 | 11.7752
168 | 5.426 | -3.8003 | 23.2972 | 1.2778 | 23.5631 | -2.8472 | 47.9788 | 11.645 | 43.6339 | 12.5044 | 21.9197 | -2.4331 | 63.4943 | 3.0903 | 42.3517 | -5.9956 | 43.3502 | -6.537 | 47.837 | 9.0512 | 49.9675 | 11.6841
169 | 5.3936 | -3.8316 | 23.2526 | 1.2335 | 23.5089 | -2.8993 | 47.9188 | 11.5851 | 43.5763 | 12.4471 | 21.8715 | -2.4774 | 63.4777 | 3.0695 | 42.3379 | -6.0113 | 43.2732 | -6.6126 | 47.7843 | 8.9809 | 49.9214 | 11.6632
170 | 5.3612 | -3.8628 | 23.208 | 1.1893 | 23.4562 | -2.9514 | 47.8613 | 11.5252 | 43.5188 | 12.3898 | 21.8234 | -2.5217 | 63.4602 | 3.0486 | 42.3214 | -6.0269 | 43.1963 | -6.6881 | 47.7268 | 8.9106 | 49.8753 | 11.6424
171 | 5.3289 | -3.8941 | 23.1634 | 1.145 | 23.4036 | -3.0034 | 47.8042 | 11.4653 | 43.4612 | 12.3325 | 21.7752 | -2.5659 | 63.4426 | 3.0278 | 42.3045 | -6.0425 | 43.1194 | -6.7637 | 47.6686 | 8.8403 | 49.8292 | 11.6216
172 | 5.2808 | -3.9409 | 23.111 | 1.0929 | 23.3511 | -3.0555 | 47.7471 | 11.4132 | 43.4063 | 12.2778 | 21.7219 | -2.6154 | 63.425 | 3.0174 | 42.2969 | -6.0477 | 43.1258 | -6.7559 | 47.6105 | 8.8039 | 49.7819 | 11.5643
173 | 5.2328 | -3.9878 | 23.0586 | 1.0408 | 23.2985 | -3.1076 | 47.6986 | 11.3611 | 43.3513 | 12.2231 | 21.6685 | -2.6649 | 63.4141 | 3.007 | 42.29 | -6.0529 | 43.1323 | -6.7482 | 47.5643 | 8.7674 | 49.7345 | 11.507
174 | 5.1848 | -4.0347 | 23.0062 | 0.98875 | 23.2459 | -3.1597 | 47.6512 | 11.3091 | 43.2964 | 12.1684 | 21.6151 | -2.7144 | 63.404 | 2.9966 | 42.282 | -6.0581 | 43.1387 | -6.7404 | 47.5197 | 8.7309 | 49.6872 | 11.4497
175 | 5.1472 | -4.0711 | 22.9564 | 0.93927 | 23.1934 | -3.2118 | 47.6038 | 11.27 | 43.2493 | 12.1216 | 21.5721 | -2.7534 | 63.3939 | 2.9888 | 42.2737 | -6.0659 | 43.0593 | -6.8186 | 47.4751 | 8.6736 | 49.6362 | 11.4002
176 | 5.1096 | -4.1076 | 22.9066 | 0.88979 | 23.1408 | -3.2639 | 47.5688 | 11.2309 | 43.2021 | 12.0747 | 21.5292 | -2.7925 | 63.381 | 2.9809 | 42.2646 | -6.0738 | 42.9799 | -6.8967 | 47.4223 | 8.6164 | 49.5851 | 11.3507
177 | 5.072 | -4.1441 | 22.8567 | 0.84031 | 23.0882 | -3.3159 | 47.5354 | 11.1919 | 43.155 | 12.0278 | 21.4862 | -2.8316 | 63.3678 | 2.9731 | 42.2554 | -6.0816 | 42.9004 | -6.9749 | 47.3685 | 8.5591 | 49.534 | 11.3012
178 | 5.0474 | -4.1675 | 22.8069 | 0.79083 | 23.0356 | -3.368 | 47.502 | 11.1684 | 43.1157 | 11.9887 | 21.4484 | -2.8654 | 63.3545 | 2.9523 | 42.2484 | -6.0868 | 42.8992 | -6.975 | 47.3146 | 8.5122 | 49.4905 | 11.2544
179 | 5.0228 | -4.1909 | 22.7571 | 0.74135 | 22.9831 | -3.4201 | 47.4533 | 11.145 | 43.0763 | 11.9497 | 21.4106 | -2.8993 | 63.3383 | 2.9315 | 42.2417 | -6.092 | 42.8979 | -6.975 | 47.2657 | 8.4653 | 49.4469 | 11.2075
180 | 4.9982 | -4.2144 | 22.7073 | 0.69188 | 22.9305 | -3.4722 | 47.4025 | 11.1216 | 43.037 | 11.9106 | 21.3729 | -2.9331 | 63.3218 | 2.9106 | 42.2376 | -6.0972 | 42.8967 | -6.9751 | 47.2174 | 8.4184 | 49.4033 | 11.1606
181 | 4.9658 | -4.2456 | 22.6705 | 0.65542 | 22.8779 | -3.5243 | 47.3517 | 11.0252 | 43.0185 | 11.8924 | 21.3273 | -2.9748 | 63.3052 | 2.9028 | 42.2338 | -6.0972 | 42.872 | -6.9985 | 47.1692 | 8.369 | 49.3608 | 11.132
182 | 4.9334 | -4.2769 | 22.6337 | 0.61896 | 22.8296 | -3.5764 | 47.2761 | 10.9289 | 43 | 11.8742 | 21.2817 | -3.0165 | 63.2925 | 2.895 | 42.2316 | -6.0972 | 42.8474 | -7.022 | 47.1152 | 8.3195 | 49.3184 | 11.1033
183 | 4.901 | -4.3081 | 22.5969 | 0.5825 | 22.7819 | -3.6284 | 47.1971 | 10.8325 | 42.9815 | 11.8559 | 21.2361 | -3.0581 | 63.2802 | 2.8872 | 42.2296 | -6.0972 | 42.8227 | -7.0455 | 47.0604 | 8.27 | 49.276 | 11.0747
184 | 4.8634 | -4.3446 | 22.5523 | 0.53823 | 22.7341 | -3.6675 | 47.1181 | 10.783 | 42.8979 | 11.7726 | 21.1801 | -3.1102 | 63.2679 | 2.869 | 42.2163 | -6.1102 | 42.8189 | -7.0482 | 47.0056 | 8.2075 | 49.2323 | 11.007
185 | 4.8258 | -4.381 | 22.5077 | 0.49396 | 22.6901 | -3.7066 | 47.0683 | 10.7335 | 42.8143 | 11.6893 | 21.124 | -3.1623 | 63.2576 | 2.8507 | 42.2018 | -6.1232 | 42.8152 | -7.0508 | 46.9531 | 8.145 | 49.1886 | 10.9393
186 | 4.7882 | -4.4175 | 22.463 | 0.44969 | 22.6467 | -3.7456 | 47.0226 | 10.6841 | 42.7307 | 11.6059 | 21.068 | -3.2144 | 63.2476 | 2.8325 | 42.1926 | -6.1363 | 42.8114 | -7.0535 | 46.9009 | 8.0825 | 49.1449 | 10.8716
187 | 4.7636 | -4.4409 | 22.4236 | 0.41063 | 22.6032 | -3.7951 | 46.9769 | 10.645 | 42.7148 | 11.5903 | 21.0406 | -3.2378 | 63.2377 | 2.8377 | 42.1839 | -6.1389 | 42.8077 | -7.0561 | 46.8486 | 8.0486 | 49.12 | 10.869
188 | 4.739 | -4.4644 | 22.3842 | 0.37156 | 22.56 | -3.8446 | 46.9385 | 10.6059 | 42.6989 | 11.5747 | 21.0132 | -3.2612 | 63.2379 | 2.8429 | 42.1798 | -6.1415 | 42.804 | -7.0588 | 46.8087 | 8.0148 | 49.095 | 10.8664
189 | 4.7144 | -4.4878 | 22.3448 | 0.3325 | 22.5168 | -3.8941 | 46.9013 | 10.5669 | 42.683 | 11.5591 | 20.9858 | -3.2847 | 63.2397 | 2.8481 | 42.1761 | -6.1441 | 42.8002 | -7.0614 | 46.7705 | 7.9809 | 49.07 | 10.8637
190 | 4.6768 | -4.5243 | 22.3054 | 0.29344 | 22.4737 | -3.9253 | 46.864 | 10.533 | 42.6411 | 11.5174 | 20.9402 | -3.3264 | 63.2414 | 2.8455 | 42.1769 | -6.1415 | 42.807 | -7.0537 | 46.7323 | 7.9367 | 49.0457 | 10.8325
191 | 4.6391 | -4.5607 | 22.2659 | 0.25438 | 22.4336 | -3.9566 | 46.827 | 10.4992 | 42.5991 | 11.4757 | 20.8946 | -3.368 | 63.2355 | 2.8429 | 42.1782 | -6.1389 | 42.8137 | -7.0459 | 46.6884 | 7.8924 | 49.0214 | 10.8012
192 | 4.6015 | -4.5972 | 22.2265 | 0.21531 | 22.394 | -3.9878 | 46.7901 | 10.4653 | 42.5572 | 11.4341 | 20.849 | -3.4097 | 63.2285 | 2.8403 | 42.173 | -6.1363 | 42.8204 | -7.0381 | 46.6437 | 7.8481 | 48.9971 | 10.77
193 | 4.5769 | -4.6206 | 22.1871 | 0.17625 | 22.3544 | -4.0399 | 46.7531 | 10.4236 | 42.5361 | 11.4132 | 20.8007 | -3.454 | 63.2215 | 2.8273 | 42.1672 | -6.1467 | 42.8819 | -6.9757 | 46.5989 | 7.8039 | 48.9552 | 10.7414
194 | 4.5523 | -4.6441 | 22.1477 | 0.13719 | 22.3043 | -4.092 | 46.706 | 10.382 | 42.515 | 11.3924 | 20.7525 | -3.4982 | 63.2045 | 2.8143 | 42.1561 | -6.1571 | 42.9434 | -6.9132 | 46.561 | 7.7596 | 48.9133 | 10.7127
195 | 4.5277 | -4.6675 | 22.1083 | 0.098125 | 22.2526 | -4.1441 | 46.6573 | 10.3403 | 42.4939 | 11.3716 | 20.7043 | -3.5425 | 63.1861 | 2.8013 | 42.1445 | -6.1675 | 43.0048 | -6.8508 | 46.5242 | 7.7153 | 48.8714 | 10.6841
196 | 4.4849 | -4.7092 | 22.0532 | 0.043437 | 22.201 | -4.1935 | 46.6086 | 10.2804 | 42.4493 | 11.3273 | 20.6639 | -3.579 | 63.1677 | 2.7752 | 42.1328 | -6.1779 | 42.9726 | -6.8821 | 46.4873 | 7.6919 | 48.8056 | 10.6033
197 | 4.4421 | -4.7508 | 21.9981 | -0.01125 | 22.1431 | -4.243 | 46.5517 | 10.2205 | 42.4048 | 11.283 | 20.6234 | -3.6154 | 63.1516 | 2.7492 | 42.1212 | -6.1883 | 42.9403 | -6.9134 | 46.4497 | 7.6684 | 48.7398 | 10.5226
198 | 4.3992 | -4.7925 | 21.9431 | -0.065937 | 22.0842 | -4.2925 | 46.4936 | 10.1606 | 42.3602 | 11.2387 | 20.583 | -3.6519 | 63.1359 | 2.7231 | 42.1122 | -6.1988 | 42.908 | -6.9447 | 46.4121 | 7.645 | 48.6739 | 10.4419
199 | 4.3538 | -4.8368 | 21.8906 | -0.11802 | 22.0254 | -4.3654 | 46.4355 | 10.1059 | 42.2974 | 11.1762 | 20.5296 | -3.7014 | 63.1202 | 2.7257 | 42.1034 | -6.204 | 42.9201 | -6.9317 | 46.3744 | 7.5851 | 48.6144 | 10.3742
200 | 4.3084 | -4.881 | 21.8382 | -0.1701 | 21.9649 | -4.4383 | 46.3854 | 10.0512 | 42.2347 | 11.1137 | 20.4761 | -3.7508 | 63.1097 | 2.7283 | 42.097 | -6.2092 | 42.9322 | -6.9187 | 46.3222 | 7.5252 | 48.5549 | 10.3065
201 | 4.263 | -4.9253 | 21.7857 | -0.22219 | 21.9042 | -4.5113 | 46.3364 | 9.9966 | 42.1719 | 11.0512 | 20.4227 | -3.8003 | 63.1001 | 2.7309 | 42.0909 | -6.2144 | 42.9442 | -6.9057 | 46.2677 | 7.4653 | 48.4953 | 10.2387
202 | 4.2384 | -4.9488 | 21.7411 | -0.26646 | 21.8436 | -4.5503 | 46.2875 | 9.9575 | 42.1612 | 11.0408 | 20.3953 | -3.8237 | 63.0904 | 2.7023 | 42.0893 | -6.2144 | 42.9641 | -6.8849 | 46.2133 | 7.421 | 48.4559 | 10.2205
203 | 4.2138 | -4.9722 | 21.6964 | -0.31073 | 21.7994 | -4.5894 | 46.2478 | 9.9184 | 42.1505 | 11.0304 | 20.3679 | -3.8472 | 63.0759 | 2.6736 | 42.0881 | -6.2144 | 42.984 | -6.8642 | 46.1775 | 7.3768 | 48.4164 | 10.2023
204 | 4.1892 | -4.9956 | 21.6518 | -0.355 | 21.7578 | -4.6284 | 46.2095 | 9.8794 | 42.1398 | 11.02 | 20.3405 | -3.8706 | 63.0606 | 2.645 | 42.0922 | -6.2144 | 43.0039 | -6.8434 | 46.1445 | 7.3325 | 48.3769 | 10.1841
205 | 4.1646 | -5.0191 | 21.6175 | -0.38885 | 21.7162 | -4.6727 | 46.1713 | 9.8429 | 42.0718 | 10.9523 | 20.2948 | -3.9123 | 63.0453 | 2.6528 | 42.0968 | -6.204 | 42.9926 | -6.8538 | 46.1116 | 7.3195 | 48.3315 | 10.1268
206 | 4.14 | -5.0425 | 21.5833 | -0.42271 | 21.6676 | -4.717 | 46.1285 | 9.8065 | 42.0038 | 10.8846 | 20.2492 | -3.954 | 63.0419 | 2.6606 | 42.105 | -6.1935 | 42.9813 | -6.8643 | 46.0776 | 7.3065 | 48.286 | 10.0695
207 | 4.1154 | -5.0659 | 21.5491 | -0.45656 | 21.6178 | -4.7613 | 46.0849 | 9.77 | 41.9358 | 10.8169 | 20.2036 | -3.9956 | 63.0404 | 2.6684 | 42.1137 | -6.1831 | 42.9699 | -6.8748 | 46.0433 | 7.2934 | 48.2406 | 10.0122
208 | 4.0803 | -5.0998 | 21.4836 | -0.52167 | 21.568 | -4.8185 | 46.0414 | 9.7153 | 41.8574 | 10.7387 | 20.1658 | -4.0295 | 63.0389 | 2.6528 | 42.1113 | -6.1857 | 42.9196 | -6.9243 | 46.0091 | 7.2257 | 48.1928 | 9.9679
209 | 4.0453 | -5.1336 | 21.4181 | -0.58677 | 21.5104 | -4.8758 | 45.9864 | 9.6606 | 41.7789 | 10.6606 | 20.128 | -4.0633 | 63.0206 | 2.6372 | 42.1076 | -6.1883 | 42.8692 | -6.9738 | 45.9567 | 7.158 | 48.1451 | 9.9236
210 | 4.0103 | -5.1675 | 21.3526 | -0.65187 | 21.4516 | -4.9331 | 45.9296 | 9.6059 | 41.7005 | 10.5825 | 20.0901 | -4.0972 | 62.9996 | 2.6216 | 42.1078 | -6.1909 | 42.8189 | -7.0233 | 45.9013 | 7.0903 | 48.0973 | 9.8794
211 | 3.9883 | -5.1883 | 21.3027 | -0.70135 | 21.3927 | -4.993 | 45.8727 | 9.546 | 41.656 | 10.5382 | 20.0601 | -4.1232 | 62.9786 | 2.5929 | 42.1084 | -6.1857 | 42.8337 | -7.0078 | 45.846 | 7.0565 | 48.0582 | 9.8351
212 | 3.9663 | -5.2092 | 21.2529 | -0.75083 | 21.3393 | -5.0529 | 45.8182 | 9.4861 | 41.6114 | 10.494 | 20.0301 | -4.1493 | 62.9609 | 2.5643 | 42.1129 | -6.1805 | 42.8484 | -6.9922 | 45.8002 | 7.0226 | 48.019 | 9.7908
213 | 3.9443 | -5.23 | 21.203 | -0.80031 | 21.2867 | -5.1128 | 45.7641 | 9.4262 | 41.5668 | 10.4497 | 20.0001 | -4.1753 | 62.9437 | 2.5356 | 42.1177 | -6.1753 | 42.8632 | -6.9766 | 45.756 | 6.9887 | 47.9798 | 9.7466
214 | 3.9276 | -5.2456 | 21.174 | -0.82896 | 21.2342 | -5.1519 | 45.71 | 9.382 | 41.5535 | 10.4367 | 19.9727 | -4.1988 | 62.9265 | 2.5382 | 42.1336 | -6.1571 | 42.8103 | -7.0287 | 45.7117 | 6.9289 | 47.934 | 9.7257
215 | 3.9108 | -5.2613 | 21.1449 | -0.8576 | 21.1714 | -5.1909 | 45.6505 | 9.3377 | 41.5402 | 10.4236 | 19.9453 | -4.2222 | 62.909 | 2.5408 | 42.1509 | -6.1389 | 42.7574 | -7.0809 | 45.6459 | 6.869 | 47.8882 | 9.7049
216 | 3.894 | -5.2769 | 21.1159 | -0.88625 | 21.107 | -5.23 | 45.5902 | 9.2934 | 41.5269 | 10.4106 | 19.918 | -4.2456 | 62.8913 | 2.5434 | 42.1321 | -6.1206 | 42.7045 | -7.133 | 45.5766 | 6.8091 | 47.8423 | 9.6841
217 | 3.8225 | -5.3472 | 21.0165 | -0.98521 | 21.0425 | -5.3342 | 45.5299 | 9.2075 | 41.4198 | 10.3039 | 19.8359 | -4.3238 | 62.8737 | 2.494 | 42.1089 | -6.1753 | 42.7168 | -7.12 | 45.5073 | 6.7257 | 47.7901 | 9.5825
218 | 3.7511 | -5.4175 | 20.9172 | -1.0842 | 20.9869 | -5.4383 | 45.4713 | 9.1216 | 41.3128 | 10.1971 | 19.7538 | -4.4019 | 62.8565 | 2.4445 | 42.0627 | -6.23 | 42.729 | -7.1071 | 45.4672 | 6.6424 | 47.738 | 9.4809
219 | 3.6796 | -5.4878 | 20.8178 | -1.1831 | 20.9329 | -5.5425 | 45.413 | 9.0356 | 41.2057 | 10.0903 | 19.6717 | -4.48 | 62.8395 | 2.395 | 42.0137 | -6.2847 | 42.7412 | -7.0941 | 45.4321 | 6.5591 | 47.6858 | 9.3794
220 | 3.7331 | -5.4331 | 20.8408 | -1.1597 | 20.8788 | -5.5139 | 45.3548 | 9.0226 | 41.221 | 10.1059 | 19.7173 | -4.4305 | 62.8224 | 2.4315 | 42.0679 | -6.217 | 42.6884 | -7.1462 | 45.397 | 6.6033 | 47.6543 | 9.408
221 | 3.7867 | -5.3784 | 20.8639 | -1.1362 | 20.8507 | -5.4852 | 45.3137 | 9.0096 | 41.2364 | 10.1216 | 19.7628 | -4.381 | 62.8201 | 2.4679 | 42.1346 | -6.1493 | 42.6355 | -7.1984 | 45.3808 | 6.6476 | 47.6228 | 9.4367
222 | 3.8402 | -5.3238 | 20.8869 | -1.1128 | 20.8269 | -5.4566 | 45.2756 | 8.9966 | 41.2517 | 10.1372 | 19.8083 | -4.3316 | 62.8204 | 2.5044 | 42.1397 | -6.0816 | 42.5827 | -7.2505 | 45.3678 | 6.6919 | 47.5914 | 9.4653
223 | 3.7531 | -5.4097 | 20.7953 | -1.204 | 20.8032 | -5.5633 | 45.2375 | 8.9184 | 41.1785 | 10.0643 | 19.7159 | -4.4201 | 62.8206 | 2.4471 | 42.137 | -6.1389 | 42.608 | -7.2245 | 45.3548 | 6.5877 | 47.552 | 9.3716
224 | 3.666 | -5.4956 | 20.7038 | -1.2951 | 20.7541 | -5.6701 | 45.2077 | 8.8403 | 41.1052 | 9.9914 | 19.6234 | -4.5086 | 62.8072 | 2.3898 | 42.0915 | -6.1961 | 42.6333 | -7.1985 | 45.3096 | 6.4835 | 47.5126 | 9.2778
225 | 3.5789 | -5.5816 | 20.6122 | -1.3862 | 20.7006 | -5.7769 | 45.1792 | 8.7622 | 41.032 | 9.9184 | 19.5309 | -4.5972 | 62.7915 | 2.3325 | 42.0406 | -6.2534 | 42.6586 | -7.1725 | 45.2588 | 6.3794 | 47.4732 | 9.1841
226 | 3.6403 | -5.5191 | 20.6457 | -1.3524 | 20.6471 | -5.743 | 45.1508 | 8.8143 | 41.063 | 9.9497 | 19.5817 | -4.5425 | 62.7757 | 2.3846 | 42.0988 | -6.1805 | 42.611 | -7.2195 | 45.208 | 6.4158 | 47.441 | 9.1997
227 | 3.7016 | -5.4566 | 20.6791 | -1.3185 | 20.6231 | -5.7092 | 45.138 | 8.8664 | 41.0939 | 9.9809 | 19.6324 | -4.4878 | 62.7782 | 2.4367 | 42.1708 | -6.1076 | 42.5634 | -7.2664 | 45.1893 | 6.4523 | 47.4087 | 9.2153
228 | 3.763 | -5.3941 | 20.7126 | -1.2847 | 20.6044 | -5.6753 | 45.1279 | 8.9184 | 41.1249 | 10.0122 | 19.6832 | -4.4331 | 62.784 | 2.4888 | 42.1786 | -6.0347 | 42.5158 | -7.3133 | 45.1762 | 6.4887 | 47.3765 | 9.2309
229 | 3.6759 | -5.48 | 20.6132 | -1.3836 | 20.5856 | -5.7769 | 45.1179 | 8.8091 | 41.0204 | 9.908 | 19.5907 | -4.5217 | 62.7898 | 2.421 | 42.1781 | -6.092 | 42.6011 | -7.2274 | 45.1632 | 6.3976 | 47.3504 | 9.1554
230 | 3.5888 | -5.5659 | 20.5138 | -1.4826 | 20.5403 | -5.8784 | 45.0718 | 8.6997 | 40.9159 | 9.8039 | 19.4983 | -4.6102 | 62.7737 | 2.3533 | 42.1331 | -6.1493 | 42.6863 | -7.1415 | 45.1268 | 6.3065 | 47.3244 | 9.0799
231 | 3.5017 | -5.6519 | 20.4144 | -1.5816 | 20.4902 | -5.98 | 45.0193 | 8.5903 | 40.8115 | 9.6997 | 19.4058 | -4.6988 | 62.7537 | 2.2856 | 42.0822 | -6.2066 | 42.7716 | -7.0556 | 45.0862 | 6.2153 | 47.2984 | 9.0044
232 | 3.524 | -5.6284 | 20.4427 | -1.5529 | 20.44 | -5.9461 | 44.9668 | 8.6294 | 40.8476 | 9.7361 | 19.4462 | -4.6545 | 62.7337 | 2.3429 | 42.1379 | -6.1363 | 42.6928 | -7.1338 | 45.0456 | 6.257 | 47.2805 | 9.0486
233 | 3.5463 | -5.605 | 20.4709 | -1.5243 | 20.4189 | -5.9123 | 44.9501 | 8.6684 | 40.8838 | 9.7726 | 19.4865 | -4.6102 | 62.7423 | 2.4002 | 42.2073 | -6.0659 | 42.614 | -7.212 | 45.0275 | 6.2986 | 47.2626 | 9.0929
234 | 3.5686 | -5.5816 | 20.4991 | -1.4956 | 20.4029 | -5.8784 | 44.9398 | 8.7075 | 40.9199 | 9.8091 | 19.5269 | -4.5659 | 62.7561 | 2.4575 | 42.2177 | -5.9956 | 42.5352 | -7.2902 | 45.0134 | 6.3403 | 47.2448 | 9.1372
235 | 3.4972 | -5.6519 | 20.4206 | -1.5737 | 20.387 | -5.9722 | 44.9295 | 8.619 | 40.8311 | 9.7205 | 19.4475 | -4.6415 | 62.77 | 2.4028 | 42.2203 | -6.0451 | 42.6309 | -7.1939 | 44.9994 | 6.2387 | 47.2085 | 9.0408
236 | 3.4257 | -5.7222 | 20.342 | -1.6519 | 20.3405 | -6.0659 | 44.8878 | 8.5304 | 40.7422 | 9.632 | 19.3681 | -4.717 | 62.7571 | 2.3481 | 42.1815 | -6.0946 | 42.7266 | -7.0976 | 44.9501 | 6.1372 | 47.1722 | 8.9445
237 | 3.3543 | -5.7925 | 20.2634 | -1.73 | 20.2883 | -6.1597 | 44.8403 | 8.4419 | 40.6534 | 9.5434 | 19.2886 | -4.7925 | 62.7392 | 2.2934 | 42.1372 | -6.1441 | 42.8223 | -7.0012 | 44.8942 | 6.0356 | 47.1358 | 8.8481
238 | 3.387 | -5.7586 | 20.2708 | -1.7222 | 20.2361 | -6.1441 | 44.7927 | 8.4601 | 40.6505 | 9.5408 | 19.303 | -4.7743 | 62.7214 | 2.3351 | 42.1772 | -6.092 | 42.7904 | -7.0325 | 44.8383 | 6.0539 | 47.1184 | 8.8664
239 | 3.4197 | -5.7248 | 20.2782 | -1.7144 | 20.2303 | -6.1284 | 44.7877 | 8.4783 | 40.6475 | 9.5382 | 19.3173 | -4.756 | 62.7381 | 2.3768 | 42.2285 | -6.0399 | 42.7585 | -7.0639 | 44.8393 | 6.0721 | 47.101 | 8.8846
240 | 3.4524 | -5.6909 | 20.2856 | -1.7066 | 20.2332 | -6.1128 | 44.7906 | 8.4966 | 40.6446 | 9.5356 | 19.3317 | -4.7378 | 62.7614 | 2.4184 | 42.2631 | -5.9878 | 42.7266 | -7.0952 | 44.8509 | 6.0903 | 47.0836 | 8.9028
241 | 3.4539 | -5.6883 | 20.2721 | -1.7196 | 20.2361 | -6.1284 | 44.7936 | 8.4757 | 40.6678 | 9.5591 | 19.3252 | -4.7404 | 62.7846 | 2.4132 | 42.2955 | -5.9696 | 42.7937 | -7.0275 | 44.8626 | 6.0929 | 47.0508 | 8.8872
242 | 3.4554 | -5.6857 | 20.2587 | -1.7326 | 20.1933 | -6.1441 | 44.751 | 8.4549 | 40.6909 | 9.5825 | 19.3187 | -4.743 | 62.7668 | 2.408 | 42.3103 | -5.9514 | 42.8608 | -6.9598 | 44.8349 | 6.0955 | 47.018 | 8.8716
243 | 3.4569 | -5.6831 | 20.2452 | -1.7456 | 20.1417 | -6.1597 | 44.6997 | 8.4341 | 40.714 | 9.6059 | 19.3123 | -4.7456 | 62.7411 | 2.4028 | 42.3227 | -5.9331 | 42.9279 | -6.8922 | 44.7996 | 6.0981 | 46.9852 | 8.8559
244 | 3.375 | -5.7639 | 20.1406 | -1.8498 | 20.0902 | -6.2665 | 44.6484 | 8.3351 | 40.5731 | 9.4653 | 19.2173 | -4.8368 | 62.7154 | 2.3455 | 42.2663 | -5.9982 | 42.8961 | -6.9235 | 44.7644 | 6.0044 | 46.9274 | 8.7361
245 | 3.2932 | -5.8446 | 20.036 | -1.954 | 20.0307 | -6.3732 | 44.5866 | 8.2361 | 40.4321 | 9.3247 | 19.1223 | -4.9279 | 62.6952 | 2.2882 | 42.2005 | -6.0633 | 42.8642 | -6.9548 | 44.7135 | 5.9106 | 46.8697 | 8.6164
246 | 3.2113 | -5.9253 | 19.9314 | -2.0581 | 19.9697 | -6.48 | 44.5228 | 8.1372 | 40.2912 | 9.1841 | 19.0273 | -5.0191 | 62.6759 | 2.2309 | 42.1924 | -6.1284 | 42.8324 | -6.9861 | 44.6596 | 5.8169 | 46.8119 | 8.4966
247 | 3.244 | -5.8915 | 19.957 | -2.0321 | 19.9088 | -6.467 | 44.459 | 8.1294 | 40.3273 | 9.2205 | 19.0547 | -4.9878 | 62.6567 | 2.2726 | 42.1923 | -6.0764 | 42.8448 | -6.9731 | 44.6057 | 5.8273 | 46.8059 | 8.5356
248 | 3.2768 | -5.8576 | 19.9826 | -2.006 | 19.8989 | -6.454 | 44.4469 | 8.1216 | 40.3635 | 9.257 | 19.0821 | -4.9566 | 62.6746 | 2.3143 | 42.2359 | -6.0243 | 42.8572 | -6.9601 | 44.5992 | 5.8377 | 46.8 | 8.5747
249 | 3.3095 | -5.8238 | 20.0082 | -1.98 | 19.8992 | -6.4409 | 44.445 | 8.1137 | 40.3996 | 9.2934 | 19.1095 | -4.9253 | 62.6998 | 2.3559 | 42.2856 | -5.9722 | 42.8697 | -6.9472 | 44.602 | 5.8481 | 46.794 | 8.6137
250 | 3.3136 | -5.8185 | 19.9791 | -2.0086 | 19.8994 | -6.4592 | 44.4431 | 8.1216 | 40.3993 | 9.2934 | 19.1057 | -4.9253 | 62.725 | 2.3559 | 42.314 | -5.9461 | 42.8457 | -6.9707 | 44.6048 | 5.8403 | 46.7842 | 8.6242
251 | 3.3177 | -5.8133 | 19.95 | -2.0373 | 19.86 | -6.4774 | 44.4136 | 8.1294 | 40.399 | 9.2934 | 19.1018 | -4.9253 | 62.7095 | 2.3559 | 42.3393 | -5.9201 | 42.8217 | -6.9942 | 44.5619 | 5.8325 | 46.7743 | 8.6346
252 | 3.3218 | -5.8081 | 19.9209 | -2.0659 | 19.8127 | -6.4956 | 44.3786 | 8.1372 | 40.3987 | 9.2934 | 19.098 | -4.9253 | 62.6859 | 2.3559 | 42.3185 | -5.8941 | 42.7977 | -7.0176 | 44.51 | 5.8247 | 46.7644 | 8.645
253 | 3.2373 | -5.8915 | 19.8137 | -2.1727 | 19.7655 | -6.5868 | 44.3437 | 8.0356 | 40.2812 | 9.1762 | 19.0057 | -5.0139 | 62.6623 | 2.296 | 42.2911 | -5.9618 | 42.7815 | -7.0333 | 44.4581 | 5.7049 | 46.7157 | 8.5434
254 | 3.1529 | -5.9748 | 19.7065 | -2.2795 | 19.7183 | -6.6779 | 44.2945 | 7.9341 | 40.1637 | 9.0591 | 18.9133 | -5.1024 | 62.6455 | 2.2361 | 42.2357 | -6.0295 | 42.7653 | -7.049 | 44.4024 | 5.5851 | 46.6669 | 8.4419
255 | 3.0684 | -6.0581 | 19.5993 | -2.3862 | 19.6711 | -6.7691 | 44.2425 | 7.8325 | 40.0462 | 8.9419 | 18.821 | -5.1909 | 62.63 | 2.1763 | 42.1762 | -6.0972 | 42.7492 | -7.0647 | 44.346 | 5.4653 | 46.6182 | 8.3403
256 | 3.1168 | -6.0086 | 19.6275 | -2.3576 | 19.624 | -6.7456 | 44.1905 | 7.8585 | 40.0771 | 8.9731 | 18.864 | -5.1441 | 62.6145 | 2.2309 | 42.2317 | -6.0243 | 42.7018 | -7.1116 | 44.2896 | 5.5096 | 46.5971 | 8.3507
257 | 3.1652 | -5.9592 | 19.6557 | -2.329 | 19.6179 | -6.7222 | 44.1744 | 7.8846 | 40.108 | 9.0044 | 18.9071 | -5.0972 | 62.6384 | 2.2856 | 42.3039 | -5.9514 | 42.6543 | -7.1585 | 44.296 | 5.5539 | 46.5761 | 8.3611
258 | 3.2136 | -5.9097 | 19.6838 | -2.3003 | 19.6204 | -6.6988 | 44.1656 | 7.9106 | 40.139 | 9.0356 | 18.9502 | -5.0503 | 62.6705 | 2.3403 | 42.3416 | -5.8784 | 42.6069 | -7.2055 | 44.3153 | 5.5981 | 46.555 | 8.3716
259 | 3.1942 | -5.9279 | 19.6626 | -2.3211 | 19.6228 | -6.7274 | 44.1569 | 7.8481 | 40.1048 | 9.0018 | 18.9204 | -5.0764 | 62.7025 | 2.3377 | 42.3741 | -5.8758 | 42.6168 | -7.1951 | 44.3346 | 5.5799 | 46.5405 | 8.3637
260 | 3.1749 | -5.9461 | 19.6413 | -2.342 | 19.5989 | -6.756 | 44.1212 | 7.7856 | 40.0706 | 8.9679 | 18.8906 | -5.1024 | 62.704 | 2.3351 | 42.3795 | -5.8732 | 42.6267 | -7.1848 | 44.3207 | 5.5617 | 46.526 | 8.3559
261 | 3.1556 | -5.9644 | 19.62 | -2.3628 | 19.5696 | -6.7847 | 44.0799 | 7.7231 | 40.0364 | 8.9341 | 18.8608 | -5.1284 | 62.6991 | 2.3325 | 42.3807 | -5.8706 | 42.6366 | -7.1744 | 44.2999 | 5.5434 | 46.5115 | 8.3481
262 | 3.1414 | -5.9774 | 19.5857 | -2.3967 | 19.5402 | -6.8133 | 44.0386 | 7.7153 | 40.0023 | 8.9002 | 18.8414 | -5.1441 | 62.6942 | 2.3247 | 42.3735 | -5.8784 | 42.571 | -7.2395 | 44.279 | 5.52 | 46.4863 | 8.296
263 | 3.1273 | -5.9904 | 19.5513 | -2.4305 | 19.5202 | -6.842 | 44.0247 | 7.7075 | 39.9681 | 8.8664 | 18.822 | -5.1597 | 62.6917 | 2.3169 | 42.3651 | -5.8863 | 42.5054 | -7.3047 | 44.2623 | 5.4966 | 46.4611 | 8.244
264 | 3.1132 | -6.0034 | 19.517 | -2.4644 | 19.5021 | -6.8706 | 44.0167 | 7.6997 | 39.9339 | 8.8325 | 18.8026 | -5.1753 | 62.6898 | 2.3091 | 42.3746 | -5.8941 | 42.4398 | -7.3699 | 44.2465 | 5.4731 | 46.4358 | 8.1919
265 | 3.1199 | -5.9956 | 19.5113 | -2.4696 | 19.4839 | -6.8706 | 44.0087 | 7.6919 | 39.9596 | 8.8585 | 18.7963 | -5.1779 | 62.6878 | 2.3169 | 42.3867 | -5.8654 | 42.4523 | -7.3569 | 44.2306 | 5.4705 | 46.4107 | 8.2101
266 | 3.1266 | -5.9878 | 19.5057 | -2.4748 | 19.449 | -6.8706 | 43.9695 | 7.6841 | 39.9853 | 8.8846 | 18.7899 | -5.1805 | 62.671 | 2.3247 | 42.407 | -5.8368 | 42.4649 | -7.3439 | 44.2 | 5.4679 | 46.3856 | 8.2283
267 | 3.1334 | -5.98 | 19.5 | -2.48 | 19.4105 | -6.8706 | 43.9237 | 7.6762 | 40.0111 | 8.9106 | 18.7836 | -5.1831 | 62.6509 | 2.3325 | 42.4284 | -5.8081 | 42.4774 | -7.331 | 44.1661 | 5.4653 | 46.3605 | 8.2466
268 | 3.049 | -6.0633 | 19.4136 | -2.5659 | 19.372 | -6.967 | 43.8778 | 7.5721 | 39.9274 | 8.8273 | 18.6965 | -5.2665 | 62.6309 | 2.27 | 42.3698 | -5.8784 | 42.43 | -7.3779 | 44.1323 | 5.3846 | 46.3291 | 8.1554
269 | 2.9645 | -6.1467 | 19.3272 | -2.6519 | 19.3257 | -7.0633 | 43.8293 | 7.4679 | 39.8437 | 8.744 | 18.6095 | -5.3498 | 62.6161 | 2.2075 | 42.2988 | -5.9488 | 42.3827 | -7.4248 | 44.0939 | 5.3039 | 46.2978 | 8.0643
270 | 2.8801 | -6.23 | 19.2408 | -2.7378 | 19.2778 | -7.1597 | 43.7802 | 7.3637 | 39.7601 | 8.6606 | 18.5224 | -5.4331 | 62.6025 | 2.145 | 42.2919 | -6.0191 | 42.3353 | -7.4718 | 44.0546 | 5.2231 | 46.2665 | 7.9731
271 | 2.9155 | -6.1935 | 19.2663 | -2.7118 | 19.2299 | -7.131 | 43.7311 | 7.4002 | 39.765 | 8.6658 | 18.5474 | -5.4045 | 62.5889 | 2.2075 | 42.2948 | -5.9592 | 42.4104 | -7.3963 | 44.0153 | 5.2492 | 46.2528 | 8.0252
272 | 2.9509 | -6.1571 | 19.2919 | -2.6857 | 19.2114 | -7.1024 | 43.7108 | 7.4367 | 39.7699 | 8.671 | 18.5723 | -5.3758 | 62.5997 | 2.27 | 42.3396 | -5.8993 | 42.4854 | -7.3208 | 43.9954 | 5.2752 | 46.239 | 8.0773
273 | 2.9863 | -6.1206 | 19.3175 | -2.6597 | 19.1993 | -7.0738 | 43.6968 | 7.4731 | 39.7747 | 8.6762 | 18.5973 | -5.3472 | 62.6158 | 2.3325 | 42.3909 | -5.8394 | 42.5605 | -7.2454 | 43.9799 | 5.3012 | 46.2253 | 8.1294
274 | 2.9018 | -6.204 | 19.2441 | -2.7326 | 19.1872 | -7.1467 | 43.6828 | 7.382 | 39.7041 | 8.6059 | 18.5128 | -5.4279 | 62.6319 | 2.2778 | 42.3479 | -5.8967 | 42.4949 | -7.3105 | 43.9643 | 5.2231 | 46.2102 | 8.0512
275 | 2.8174 | -6.2873 | 19.1707 | -2.8055 | 19.1576 | -7.2196 | 43.6475 | 7.2908 | 39.6335 | 8.5356 | 18.4284 | -5.5086 | 62.6177 | 2.2231 | 42.29 | -5.954 | 42.4294 | -7.3757 | 43.9374 | 5.145 | 46.1951 | 7.9731
276 | 2.733 | -6.3706 | 19.0973 | -2.8784 | 19.124 | -7.2925 | 43.6075 | 7.1997 | 39.5628 | 8.4653 | 18.344 | -5.5894 | 62.5967 | 2.1684 | 42.2884 | -6.0113 | 42.3638 | -7.4408 | 43.908 | 5.0669 | 46.1799 | 7.895
277 | 2.7762 | -6.3264 | 19.1124 | -2.8628 | 19.0904 | -7.2639 | 43.5675 | 7.2387 | 39.6224 | 8.5252 | 18.369 | -5.5607 | 62.5756 | 2.1997 | 42.2957 | -5.954 | 42.4493 | -7.355 | 43.8786 | 5.1137 | 46.1632 | 7.9523
278 | 2.8194 | -6.2821 | 19.1276 | -2.8472 | 19.0701 | -7.2352 | 43.5499 | 7.2778 | 39.682 | 8.5851 | 18.394 | -5.5321 | 62.5744 | 2.2309 | 42.3384 | -5.8967 | 42.5348 | -7.2691 | 43.8706 | 5.1606 | 46.1466 | 8.0096
279 | 2.8626 | -6.2378 | 19.1427 | -2.8316 | 19.0527 | -7.2066 | 43.5373 | 7.3169 | 39.7415 | 8.645 | 18.419 | -5.5034 | 62.5777 | 2.2622 | 42.3868 | -5.8394 | 42.6203 | -7.1832 | 43.8675 | 5.2075 | 46.1299 | 8.0669
280 | 2.7861 | -6.3133 | 19.0641 | -2.9097 | 19.0354 | -7.2925 | 43.5247 | 7.2257 | 39.6657 | 8.5695 | 18.3346 | -5.5842 | 62.5809 | 2.2231 | 42.3393 | -5.9019 | 42.5496 | -7.2536 | 43.8644 | 5.1294 | 46.0952 | 7.9523
281 | 2.7095 | -6.3889 | 18.9855 | -2.9878 | 18.9968 | -7.3784 | 43.4882 | 7.1346 | 39.5898 | 8.494 | 18.2503 | -5.6649 | 62.5738 | 2.1841 | 42.2762 | -5.9644 | 42.4788 | -7.3239 | 43.8325 | 5.0512 | 46.0605 | 7.8377
282 | 2.6329 | -6.4644 | 18.9069 | -3.0659 | 18.9535 | -7.4644 | 43.4463 | 7.0434 | 39.514 | 8.4184 | 18.1659 | -5.7456 | 62.5645 | 2.145 | 42.2757 | -6.0269 | 42.4081 | -7.3943 | 43.794 | 4.9731 | 46.0258 | 7.7231
283 | 2.6605 | -6.4357 | 18.9246 | -3.0477 | 18.9101 | -7.4409 | 43.4044 | 7.0773 | 39.5475 | 8.4523 | 18.1909 | -5.717 | 62.5551 | 2.1815 | 42.2855 | -5.9618 | 42.504 | -7.298 | 43.7555 | 4.9966 | 46.0037 | 7.7726
284 | 2.6881 | -6.4071 | 18.9424 | -3.0295 | 18.8885 | -7.4175 | 43.387 | 7.1111 | 39.581 | 8.4861 | 18.216 | -5.6883 | 62.5551 | 2.2179 | 42.335 | -5.8967 | 42.5999 | -7.2017 | 43.7357 | 5.02 | 45.9816 | 7.8221
285 | 2.7157 | -6.3784 | 18.9601 | -3.0112 | 18.872 | -7.3941 | 43.3752 | 7.145 | 39.6146 | 8.52 | 18.241 | -5.6597 | 62.5572 | 2.2544 | 42.391 | -5.8316 | 42.6959 | -7.1054 | 43.7204 | 5.0434 | 45.9595 | 7.8716
286 | 2.6417 | -6.4514 | 18.8867 | -3.0842 | 18.8554 | -7.4696 | 43.3634 | 7.0643 | 39.5153 | 8.421 | 18.1645 | -5.7326 | 62.5594 | 2.2049 | 42.3516 | -5.8863 | 42.6225 | -7.1784 | 43.705 | 4.9705 | 45.9325 | 7.7882
287 | 2.5677 | -6.5243 | 18.8133 | -3.1571 | 18.8182 | -7.5451 | 43.3266 | 6.9835 | 39.416 | 8.3221 | 18.088 | -5.8055 | 62.5497 | 2.1554 | 42.2964 | -5.9409 | 42.5492 | -7.2514 | 43.676 | 4.8976 | 45.9054 | 7.7049
288 | 2.4938 | -6.5972 | 18.7399 | -3.23 | 18.776 | -7.6206 | 43.2839 | 6.9028 | 39.3167 | 8.2231 | 18.0115 | -5.8784 | 62.5373 | 2.1059 | 42.2999 | -5.9956 | 42.4759 | -7.3243 | 43.6439 | 4.8247 | 45.8783 | 7.6216
289 | 2.524 | -6.5659 | 18.7498 | -3.2196 | 18.7339 | -7.6102 | 43.2412 | 6.9184 | 39.3554 | 8.2622 | 18.0417 | -5.8446 | 62.5248 | 2.1502 | 42.3131 | -5.9305 | 42.564 | -7.2359 | 43.6117 | 4.8559 | 45.8481 | 7.6424
290 | 2.5542 | -6.5347 | 18.7597 | -3.2092 | 18.706 | -7.5998 | 43.2186 | 6.9341 | 39.3942 | 8.3012 | 18.072 | -5.8107 | 62.527 | 2.1945 | 42.3639 | -5.8654 | 42.6521 | -7.1474 | 43.5985 | 4.8872 | 45.8179 | 7.6632
291 | 2.5844 | -6.5034 | 18.7697 | -3.1987 | 18.6815 | -7.5894 | 43.2009 | 6.9497 | 39.4329 | 8.3403 | 18.1023 | -5.7769 | 62.5328 | 2.2388 | 42.4209 | -5.8003 | 42.7403 | -7.0589 | 43.5898 | 4.9184 | 45.7877 | 7.6841
292 | 2.5235 | -6.5633 | 18.691 | -3.2769 | 18.6569 | -7.6649 | 43.1831 | 6.882 | 39.3596 | 8.2674 | 18.0415 | -5.8342 | 62.5385 | 2.1867 | 42.3953 | -5.8394 | 42.6618 | -7.1371 | 43.5811 | 4.8507 | 45.7537 | 7.5981
293 | 2.4625 | -6.6232 | 18.6124 | -3.355 | 18.6233 | -7.7404 | 43.1559 | 6.8143 | 39.2864 | 8.1945 | 17.9806 | -5.8915 | 62.5301 | 2.1346 | 42.3558 | -5.8784 | 42.5832 | -7.2153 | 43.5519 | 4.783 | 45.7197 | 7.5122
294 | 2.4016 | -6.6831 | 18.5338 | -3.4331 | 18.5875 | -7.8159 | 43.1263 | 6.7466 | 39.2131 | 8.1216 | 17.9198 | -5.9488 | 62.5183 | 2.0825 | 42.3659 | -5.9175 | 42.5047 | -7.2934 | 43.5178 | 4.7153 | 45.6857 | 7.4262
295 | 2.4422 | -6.6415 | 18.5515 | -3.4149 | 18.5517 | -7.7899 | 43.0968 | 6.7752 | 39.231 | 8.1398 | 17.9475 | -5.9175 | 62.5065 | 2.132 | 42.3846 | -5.855 | 42.5825 | -7.2154 | 43.4838 | 4.7335 | 45.66 | 7.4523
296 | 2.4829 | -6.5998 | 18.5692 | -3.3967 | 18.5266 | -7.7639 | 43.0696 | 6.8039 | 39.2489 | 8.158 | 17.9752 | -5.8863 | 62.507 | 2.1815 | 42.4329 | -5.7925 | 42.6602 | -7.1373 | 43.4553 | 4.7518 | 45.6343 | 7.4783
297 | 2.5235 | -6.5581 | 18.587 | -3.3784 | 18.504 | -7.7378 | 43.0429 | 6.8325 | 39.2668 | 8.1762 | 18.003 | -5.855 | 62.5105 | 2.2309 | 42.4865 | -5.73 | 42.7379 | -7.0592 | 43.4282 | 4.77 | 45.6086 | 7.5044
298 | 2.4417 | -6.6389 | 18.4927 | -3.4722 | 18.4815 | -7.8316 | 43.0162 | 6.7231 | 39.178 | 8.0877 | 17.9239 | -5.9305 | 62.5141 | 2.1658 | 42.4496 | -5.7821 | 42.6777 | -7.1192 | 43.4011 | 4.6762 | 45.582 | 7.4289
299 | 2.36 | -6.7196 | 18.3985 | -3.5659 | 18.4438 | -7.9253 | 42.9715 | 6.6137 | 39.0891 | 7.9992 | 17.8449 | -6.006 | 62.5058 | 2.1007 | 42.397 | -5.8342 | 42.6174 | -7.1791 | 43.3677 | 4.5825 | 45.5553 | 7.3533
300 | 2.2782 | -6.8003 | 18.3042 | -3.6597 | 18.4024 | -8.0191 | 42.9222 | 6.5044 | 39.0002 | 7.9106 | 17.7659 | -6.0816 | 62.4947 | 2.0356 | 42.4094 | -5.8863 | 42.5571 | -7.2391 | 43.3327 | 4.4887 | 45.5287 | 7.2778
301 | 2.3475 | -6.73 | 18.3375 | -3.6258 | 18.361 | -7.98 | 42.873 | 6.546 | 39.0468 | 7.9575 | 17.8249 | -6.0191 | 62.4835 | 2.1059 | 42.4332 | -5.8055 | 42.5125 | -7.2834 | 43.2977 | 4.5434 | 45.5093 | 7.3065
302 | 2.4168 | -6.6597 | 18.3709 | -3.592 | 18.3416 | -7.9409 | 42.8546 | 6.5877 | 39.0933 | 8.0044 | 17.8839 | -5.9566 | 62.4982 | 2.1763 | 42.4971 | -5.7248 | 42.4678 | -7.3278 | 43.2805 | 4.5981 | 45.4899 | 7.3351
303 | 2.4861 | -6.5894 | 18.4042 | -3.5581 | 18.3277 | -7.9019 | 42.8439 | 6.6294 | 39.1398 | 8.0512 | 17.943 | -5.8941 | 62.5193 | 2.2466 | 42.5681 | -5.6441 | 42.4232 | -7.3721 | 43.2678 | 4.6528 | 45.4705 | 7.3637
304 | 2.4096 | -6.6649 | 18.3204 | -3.6415 | 18.3139 | -7.993 | 42.8332 | 6.5408 | 39.0405 | 7.9523 | 17.877 | -5.9566 | 62.5404 | 2.1945 | 42.5431 | -5.6857 | 42.4958 | -7.2992 | 43.2551 | 4.5408 | 45.4462 | 7.2986
305 | 2.3331 | -6.7404 | 18.2365 | -3.7248 | 18.2702 | -8.0842 | 42.7894 | 6.4523 | 38.9413 | 7.8533 | 17.811 | -6.0191 | 62.5321 | 2.1424 | 42.5009 | -5.7274 | 42.5683 | -7.2264 | 43.2102 | 4.4289 | 45.4219 | 7.2335
306 | 2.2565 | -6.8159 | 18.1527 | -3.8081 | 18.2191 | -8.1753 | 42.7371 | 6.3637 | 38.842 | 7.7544 | 17.7451 | -6.0816 | 62.5164 | 2.0903 | 42.5071 | -5.7691 | 42.6409 | -7.1535 | 43.1572 | 4.3169 | 45.3976 | 7.1684
307 | 2.2894 | -6.7821 | 18.1574 | -3.8029 | 18.1679 | -8.1649 | 42.6849 | 6.3664 | 38.8833 | 7.796 | 17.7781 | -6.0451 | 62.5007 | 2.1294 | 42.522 | -5.7118 | 42.552 | -7.2421 | 43.1041 | 4.3533 | 45.3831 | 7.1815
308 | 2.3222 | -6.7482 | 18.1621 | -3.7977 | 18.1543 | -8.1545 | 42.667 | 6.369 | 38.9246 | 7.8377 | 17.8111 | -6.0086 | 62.5143 | 2.1684 | 42.5701 | -5.6545 | 42.4631 | -7.3307 | 43.1068 | 4.3898 | 45.3687 | 7.1945
309 | 2.3551 | -6.7144 | 18.1668 | -3.7925 | 18.1503 | -8.1441 | 42.6578 | 6.3716 | 38.966 | 7.8794 | 17.8442 | -5.9722 | 62.5354 | 2.2075 | 42.6241 | -5.5972 | 42.3742 | -7.4193 | 43.1238 | 4.4262 | 45.3543 | 7.2075
310 | 2.3619 | -6.7066 | 18.1558 | -3.8029 | 18.1463 | -8.1675 | 42.6487 | 6.3455 | 38.9187 | 7.8325 | 17.8434 | -5.9696 | 62.5565 | 2.2023 | 42.6496 | -5.5764 | 42.4546 | -7.3387 | 43.1408 | 4.4158 | 45.3179 | 7.1867
311 | 2.3687 | -6.6988 | 18.1449 | -3.8133 | 18.1046 | -8.1909 | 42.6101 | 6.3195 | 38.8715 | 7.7856 | 17.8426 | -5.967 | 62.5374 | 2.1971 | 42.67 | -5.5555 | 42.535 | -7.258 | 43.1064 | 4.4054 | 45.2815 | 7.1658
312 | 2.3755 | -6.6909 | 18.134 | -3.8237 | 18.0532 | -8.2144 | 42.5639 | 6.2934 | 38.8243 | 7.7387 | 17.8418 | -5.9644 | 62.5079 | 2.1919 | 42.6523 | -5.5347 | 42.6153 | -7.1773 | 43.0587 | 4.395 | 45.2451 | 7.145
313 | 2.2938 | -6.7717 | 18.0241 | -3.9331 | 18.0017 | -8.3055 | 42.5177 | 6.2179 | 38.7485 | 7.6632 | 17.7551 | -6.0477 | 62.4784 | 2.1268 | 42.6275 | -5.592 | 42.5291 | -7.2633 | 43.011 | 4.2934 | 45.192 | 7.0278
314 | 2.2121 | -6.8524 | 17.9142 | -4.0425 | 17.9547 | -8.3967 | 42.4806 | 6.1424 | 38.6726 | 7.5877 | 17.6683 | -6.131 | 62.4622 | 2.0617 | 42.5839 | -5.6493 | 42.4428 | -7.3493 | 42.9625 | 4.1919 | 45.1389 | 6.9106
315 | 2.1304 | -6.9331 | 17.8043 | -4.1519 | 17.909 | -8.4878 | 42.4457 | 6.0669 | 38.5968 | 7.5122 | 17.5816 | -6.2144 | 62.4494 | 1.9966 | 42.5368 | -5.7066 | 42.3565 | -7.4353 | 42.9138 | 4.0903 | 45.0857 | 6.7934
316 | 2.1841 | -6.8784 | 17.8402 | -4.1154 | 17.8632 | -8.4644 | 42.4109 | 6.0929 | 38.6173 | 7.533 | 17.6382 | -6.1545 | 62.4366 | 2.0617 | 42.5949 | -5.6284 | 42.4447 | -7.3469 | 42.8652 | 4.1216 | 45.0678 | 6.8481
317 | 2.2378 | -6.8238 | 17.8761 | -4.079 | 17.8391 | -8.4409 | 42.3883 | 6.119 | 38.6378 | 7.5539 | 17.6947 | -6.0946 | 62.4387 | 2.1268 | 42.6726 | -5.5503 | 42.5329 | -7.2584 | 42.8443 | 4.1528 | 45.0498 | 6.9028
318 | 2.2915 | -6.7691 | 17.9121 | -4.0425 | 17.8207 | -8.4175 | 42.3688 | 6.145 | 38.6583 | 7.5747 | 17.7512 | -6.0347 | 62.4447 | 2.1919 | 42.6906 | -5.4722 | 42.6211 | -7.1699 | 42.8307 | 4.1841 | 45.0319 | 6.9575
319 | 2.2306 | -6.829 | 17.8334 | -4.1206 | 17.8023 | -8.4956 | 42.3494 | 6.0591 | 38.5876 | 7.5044 | 17.6854 | -6.0972 | 62.4507 | 2.1111 | 42.6974 | -5.5165 | 42.5505 | -7.2403 | 42.8171 | 4.1059 | 45.0118 | 6.8846
320 | 2.1698 | -6.8889 | 17.7548 | -4.1988 | 17.7711 | -8.5738 | 42.3147 | 5.9731 | 38.517 | 7.4341 | 17.6196 | -6.1597 | 62.4397 | 2.0304 | 42.6682 | -5.5607 | 42.4799 | -7.3107 | 42.7846 | 4.0278 | 44.9917 | 6.8117
321 | 2.1089 | -6.9488 | 17.6761 | -4.2769 | 17.7364 | -8.6519 | 42.276 | 5.8872 | 38.4463 | 7.3637 | 17.5538 | -6.2222 | 62.4242 | 1.9497 | 42.6323 | -5.605 | 42.4092 | -7.381 | 42.7469 | 3.9497 | 44.9716 | 6.7387
322 | 2.1626 | -6.8941 | 17.6938 | -4.2586 | 17.7017 | -8.6206 | 42.2372 | 5.9184 | 38.4902 | 7.408 | 17.6103 | -6.1623 | 62.4086 | 2.0304 | 42.6808 | -5.5399 | 42.5183 | -7.2717 | 42.7092 | 3.9731 | 44.9467 | 6.7596
323 | 2.2163 | -6.8394 | 17.7115 | -4.2404 | 17.6834 | -8.5894 | 42.2167 | 5.9497 | 38.5342 | 7.4523 | 17.6669 | -6.1024 | 62.418 | 2.1111 | 42.7455 | -5.4748 | 42.6273 | -7.1624 | 42.6909 | 3.9966 | 44.9218 | 6.7804
324 | 2.27 | -6.7847 | 17.7292 | -4.2222 | 17.6695 | -8.5581 | 42.2013 | 5.9809 | 38.5781 | 7.4966 | 17.7235 | -6.0425 | 62.4342 | 2.1919 | 42.7594 | -5.4097 | 42.7364 | -7.0531 | 42.6778 | 4.02 | 44.8969 | 6.8012
325 | 2.2144 | -6.8394 | 17.6584 | -4.2925 | 17.6556 | -8.6363 | 42.1859 | 5.8976 | 38.4762 | 7.395 | 17.6551 | -6.1076 | 62.4504 | 2.1138 | 42.7636 | -5.4488 | 42.6632 | -7.1261 | 42.6647 | 3.9549 | 44.8699 | 6.7283
326 | 2.1587 | -6.8941 | 17.5875 | -4.3628 | 17.6231 | -8.7144 | 42.1543 | 5.8143 | 38.3743 | 7.2934 | 17.5867 | -6.1727 | 62.4372 | 2.0356 | 42.7387 | -5.4878 | 42.5899 | -7.1991 | 42.6393 | 3.8898 | 44.843 | 6.6554
327 | 2.1031 | -6.9488 | 17.5167 | -4.4331 | 17.5853 | -8.7925 | 42.1183 | 5.7309 | 38.2724 | 7.1919 | 17.5184 | -6.2378 | 62.416 | 1.9575 | 42.7082 | -5.5269 | 42.5167 | -7.272 | 42.6106 | 3.8247 | 44.816 | 6.5825
328 | 2.1594 | -6.8915 | 17.5448 | -4.4045 | 17.5476 | -8.7691 | 42.0823 | 5.7648 | 38.3085 | 7.2283 | 17.5724 | -6.1805 | 62.3948 | 2.02 | 42.7617 | -5.4566 | 42.6284 | -7.1601 | 42.5818 | 3.8507 | 44.795 | 6.6085
329 | 2.2158 | -6.8342 | 17.5729 | -4.3758 | 17.5264 | -8.7456 | 42.0676 | 5.7986 | 38.3447 | 7.2648 | 17.6264 | -6.1232 | 62.4017 | 2.0825 | 42.8316 | -5.3863 | 42.74 | -7.0482 | 42.5664 | 3.8768 | 44.774 | 6.6346
330 | 2.2721 | -6.7769 | 17.601 | -4.3472 | 17.5099 | -8.7222 | 42.0588 | 5.8325 | 38.3808 | 7.3012 | 17.6805 | -6.0659 | 62.4164 | 2.145 | 42.8495 | -5.3159 | 42.8517 | -6.9363 | 42.5548 | 3.9028 | 44.7531 | 6.6606
331 | 2.2165 | -6.8316 | 17.5275 | -4.4201 | 17.4933 | -8.7951 | 42.0501 | 5.7622 | 38.3127 | 7.2335 | 17.6277 | -6.1154 | 62.4311 | 2.0903 | 42.8572 | -5.3524 | 42.7837 | -7.0041 | 42.5431 | 3.8377 | 44.7326 | 6.5929
332 | 2.1608 | -6.8863 | 17.4541 | -4.493 | 17.4661 | -8.868 | 42.0188 | 5.6919 | 38.2447 | 7.1658 | 17.575 | -6.1649 | 62.4238 | 2.0356 | 42.8346 | -5.3889 | 42.7157 | -7.0718 | 42.5198 | 3.7726 | 44.7122 | 6.5252
333 | 2.1052 | -6.9409 | 17.3806 | -4.5659 | 17.4358 | -8.9409 | 41.9811 | 5.6216 | 38.1766 | 7.0981 | 17.5223 | -6.2144 | 62.4103 | 1.9809 | 42.806 | -5.4253 | 42.6477 | -7.1396 | 42.4933 | 3.7075 | 44.6917 | 6.4575
334 | 2.1563 | -6.8889 | 17.4087 | -4.5373 | 17.4055 | -8.9071 | 41.9434 | 5.632 | 38.2102 | 7.132 | 17.5556 | -6.1779 | 62.3968 | 2.0278 | 42.853 | -5.3628 | 42.7333 | -7.0537 | 42.4668 | 3.7388 | 44.678 | 6.494
335 | 2.2075 | -6.8368 | 17.4368 | -4.5086 | 17.3906 | -8.8732 | 41.9124 | 5.6424 | 38.2437 | 7.1658 | 17.5888 | -6.1415 | 62.3946 | 2.0747 | 42.9151 | -5.3003 | 42.819 | -6.9679 | 42.4492 | 3.77 | 44.6642 | 6.5304
336 | 2.2586 | -6.7847 | 17.4649 | -4.48 | 17.3801 | -8.8394 | 41.8832 | 5.6528 | 38.2772 | 7.1997 | 17.6221 | -6.105 | 62.3957 | 2.1216 | 42.919 | -5.2378 | 42.9046 | -6.882 | 42.4341 | 3.8013 | 44.6504 | 6.5669
337 | 2.1978 | -6.8446 | 17.3862 | -4.5581 | 17.3696 | -8.9123 | 41.8541 | 5.5669 | 38.1935 | 7.1164 | 17.559 | -6.1649 | 62.3967 | 2.0565 | 42.9111 | -5.2951 | 42.8288 | -6.9576 | 42.419 | 3.7205 | 44.6326 | 6.5018
338 | 2.137 | -6.9045 | 17.3076 | -4.6363 | 17.3463 | -8.9852 | 41.8203 | 5.4809 | 38.1099 | 7.033 | 17.4959 | -6.2248 | 62.3909 | 1.9914 | 42.8716 | -5.3524 | 42.753 | -7.0332 | 42.3913 | 3.6398 | 44.6148 | 6.4367
339 | 2.0761 | -6.9644 | 17.2289 | -4.7144 | 17.3193 | -9.0581 | 41.7852 | 5.395 | 38.0262 | 6.9497 | 17.4329 | -6.2847 | 62.3831 | 1.9263 | 42.8255 | -5.4097 | 42.6772 | -7.1088 | 42.3599 | 3.5591 | 44.597 | 6.3716
340 | 2.1299 | -6.9097 | 17.2856 | -4.6571 | 17.2924 | -9.0165 | 41.75 | 5.4341 | 38.0857 | 7.0096 | 17.4896 | -6.2248 | 62.3753 | 2.0018 | 42.8845 | -5.329 | 42.6977 | -7.088 | 42.3285 | 3.6007 | 44.5818 | 6.4028
341 | 2.1837 | -6.855 | 17.3424 | -4.5998 | 17.2849 | -8.9748 | 41.7441 | 5.4731 | 38.1453 | 7.0695 | 17.5463 | -6.1649 | 62.3914 | 2.0773 | 42.9649 | -5.2482 | 42.7183 | -7.0672 | 42.3218 | 3.6424 | 44.5665 | 6.4341
342 | 2.2374 | -6.8003 | 17.3991 | -4.5425 | 17.2831 | -8.9331 | 41.7467 | 5.5122 | 38.2049 | 7.1294 | 17.6031 | -6.105 | 62.4146 | 2.1528 | 42.9845 | -5.1675 | 42.7388 | -7.0465 | 42.3223 | 3.6841 | 44.5513 | 6.4653
343 | 2.187 | -6.8498 | 17.3309 | -4.6102 | 17.2813 | -8.9956 | 41.7492 | 5.4627 | 38.1342 | 7.0591 | 17.5427 | -6.1623 | 62.4378 | 2.1007 | 42.9917 | -5.2118 | 42.7333 | -7.0517 | 42.3228 | 3.6268 | 44.5361 | 6.4028
344 | 2.1366 | -6.8993 | 17.2626 | -4.6779 | 17.2641 | -9.0581 | 41.7361 | 5.4132 | 38.0636 | 6.9887 | 17.4822 | -6.2196 | 62.4373 | 2.0486 | 42.9639 | -5.256 | 42.7278 | -7.057 | 42.3095 | 3.5695 | 44.521 | 6.3403
345 | 2.0862 | -6.9488 | 17.1943 | -4.7456 | 17.2424 | -9.1206 | 41.7184 | 5.3637 | 37.9929 | 6.9184 | 17.4218 | -6.2769 | 62.4299 | 1.9966 | 42.9289 | -5.3003 | 42.7223 | -7.0623 | 42.2921 | 3.5122 | 44.5058 | 6.2778
346 | 2.1348 | -6.8993 | 17.2329 | -4.7066 | 17.2207 | -9.0816 | 41.7007 | 5.3924 | 38.0342 | 6.9601 | 17.4448 | -6.2508 | 62.4225 | 2.0539 | 42.9786 | -5.2326 | 42.696 | -7.0884 | 42.2747 | 3.5539 | 44.4991 | 6.3195
347 | 2.1834 | -6.8498 | 17.2714 | -4.6675 | 17.2154 | -9.0425 | 41.6847 | 5.421 | 38.0756 | 7.0018 | 17.4677 | -6.2248 | 62.4302 | 2.1111 | 43.0459 | -5.1649 | 42.6697 | -7.1145 | 42.2661 | 3.5955 | 44.4923 | 6.3611
348 | 2.2319 | -6.8003 | 17.3099 | -4.6284 | 17.2152 | -9.0034 | 41.6693 | 5.4497 | 38.1169 | 7.0434 | 17.4906 | -6.1988 | 62.4425 | 2.1684 | 43.0514 | -5.0972 | 42.6434 | -7.1406 | 42.26 | 3.6372 | 44.4855 | 6.4028
349 | 2.1607 | -6.8706 | 17.239 | -4.6988 | 17.2149 | -9.0581 | 41.6538 | 5.3716 | 38.0436 | 6.9705 | 17.4277 | -6.2586 | 62.4547 | 2.1164 | 43.0438 | -5.1571 | 42.5832 | -7.2006 | 42.254 | 3.5643 | 44.4758 | 6.3507
350 | 2.0895 | -6.9409 | 17.1681 | -4.7691 | 17.2018 | -9.1128 | 41.6279 | 5.2934 | 37.9704 | 6.8976 | 17.3647 | -6.3185 | 62.4512 | 2.0643 | 43.0001 | -5.217 | 42.523 | -7.2606 | 42.2331 | 3.4914 | 44.4661 | 6.2986
351 | 2.0183 | -7.0113 | 17.0973 | -4.8394 | 17.1848 | -9.1675 | 41.5987 | 5.2153 | 37.8971 | 6.8247 | 17.3017 | -6.3784 | 62.4429 | 2.0122 | 42.9487 | -5.2769 | 42.4629 | -7.3205 | 42.2077 | 3.4184 | 44.4563 | 6.2466
352 | 2.0643 | -6.9644 | 17.1488 | -4.7873 | 17.1678 | -9.1284 | 41.5696 | 5.257 | 37.9463 | 6.8742 | 17.3403 | -6.3368 | 62.4345 | 2.0669 | 42.9738 | -5.2352 | 42.4652 | -7.318 | 42.1823 | 3.4627 | 44.4467 | 6.2778
353 | 2.1102 | -6.9175 | 17.2003 | -4.7352 | 17.1602 | -9.0894 | 41.5567 | 5.2986 | 37.9954 | 6.9236 | 17.3789 | -6.2951 | 62.4448 | 2.1216 | 43.0151 | -5.1935 | 42.4676 | -7.3154 | 42.1769 | 3.507 | 44.437 | 6.3091
354 | 2.1562 | -6.8706 | 17.2518 | -4.6831 | 17.1555 | -9.0503 | 41.5488 | 5.3403 | 38.0446 | 6.9731 | 17.4176 | -6.2534 | 62.4607 | 2.1763 | 43.0122 | -5.1519 | 42.4699 | -7.3129 | 42.1776 | 3.5513 | 44.4273 | 6.3403
355 | 2.0824 | -6.9435 | 17.1784 | -4.756 | 17.1508 | -9.1154 | 41.5409 | 5.2622 | 37.9713 | 6.9002 | 17.3416 | -6.3264 | 62.4767 | 2.1372 | 42.9999 | -5.2014 | 42.4254 | -7.3572 | 42.1783 | 3.4914 | 44.4202 | 6.2882
356 | 2.0086 | -7.0165 | 17.1049 | -4.829 | 17.1305 | -9.1805 | 41.5201 | 5.1841 | 37.8981 | 6.8273 | 17.2657 | -6.3993 | 62.4751 | 2.0981 | 42.964 | -5.2508 | 42.3808 | -7.4016 | 42.1617 | 3.4315 | 44.413 | 6.2361
357 | 1.9348 | -7.0894 | 17.0314 | -4.9019 | 17.1053 | -9.2456 | 41.4954 | 5.1059 | 37.8248 | 6.7544 | 17.1897 | -6.4722 | 62.4681 | 2.0591 | 42.923 | -5.3003 | 42.3363 | -7.4459 | 42.1398 | 3.3716 | 44.4058 | 6.1841
358 | 1.9652 | -7.0581 | 17.0777 | -4.855 | 17.0802 | -9.2118 | 41.4708 | 5.158 | 37.8713 | 6.8012 | 17.2049 | -6.454 | 62.4612 | 2.0981 | 42.956 | -5.2508 | 42.3516 | -7.4304 | 42.1179 | 3.4054 | 44.4182 | 6.2361
359 | 1.9955 | -7.0269 | 17.124 | -4.8081 | 17.0886 | -9.1779 | 41.4871 | 5.2101 | 37.9179 | 6.8481 | 17.2202 | -6.4357 | 62.481 | 2.1372 | 43.0052 | -5.2014 | 42.367 | -7.4148 | 42.1322 | 3.4393 | 44.4306 | 6.2882
360 | 2.0259 | -6.9956 | 17.1703 | -4.7613 | 17.1076 | -9.1441 | 41.5164 | 5.2622 | 37.9644 | 6.895 | 17.2354 | -6.4175 | 62.5091 | 2.1763 | 43.0354 | -5.1519 | 42.3824 | -7.3993 | 42.1579 | 3.4731 | 44.443 | 6.3403
361 | 2.012 | -7.0086 | 17.1541 | -4.7769 | 17.1266 | -9.1441 | 41.5456 | 5.2596 | 37.9589 | 6.8898 | 17.222 | -6.4279 | 62.5373 | 2.1893 | 43.0615 | -5.1415 | 42.3457 | -7.4358 | 42.1835 | 3.4888 | 44.4379 | 6.3351
362 | 1.9981 | -7.0217 | 17.1379 | -4.7925 | 17.1051 | -9.1441 | 41.5308 | 5.257 | 37.9533 | 6.8846 | 17.2086 | -6.4383 | 62.5309 | 2.2023 | 43.0688 | -5.131 | 42.309 | -7.4723 | 42.1765 | 3.5044 | 44.4328 | 6.3299
363 | 1.9842 | -7.0347 | 17.1217 | -4.8081 | 17.0708 | -9.1441 | 41.502 | 5.2544 | 37.9478 | 6.8794 | 17.1952 | -6.4488 | 62.5136 | 2.2153 | 43.072 | -5.1206 | 42.2722 | -7.5088 | 42.1591 | 3.52 | 44.4276 | 6.3247
364 | 1.9104 | -7.1076 | 17.0483 | -4.881 | 17.0366 | -9.2248 | 41.4733 | 5.1893 | 37.8928 | 6.8247 | 17.1115 | -6.5295 | 62.4964 | 2.1554 | 43.019 | -5.1857 | 42.3501 | -7.4308 | 42.1417 | 3.4575 | 44.3988 | 6.2648
365 | 1.8366 | -7.1805 | 16.9748 | -4.954 | 16.9991 | -9.3055 | 41.4446 | 5.1242 | 37.8377 | 6.77 | 17.0279 | -6.6102 | 62.4786 | 2.0955 | 42.9536 | -5.2508 | 42.428 | -7.3527 | 42.115 | 3.395 | 44.37 | 6.2049
366 | 1.7628 | -7.2534 | 16.9013 | -5.0269 | 16.9607 | -9.3863 | 41.4159 | 5.0591 | 37.7827 | 6.7153 | 16.9442 | -6.6909 | 62.4606 | 2.0356 | 42.9461 | -5.3159 | 42.5059 | -7.2747 | 42.0853 | 3.3325 | 44.3412 | 6.145
367 | 1.7854 | -7.23 | 16.9372 | -4.9904 | 16.9222 | -9.3628 | 41.3872 | 5.0825 | 37.8058 | 6.7387 | 16.9751 | -6.6571 | 62.4427 | 2.0773 | 42.9515 | -5.2613 | 42.4718 | -7.3086 | 42.0556 | 3.3507 | 44.3354 | 6.1606
368 | 1.808 | -7.2066 | 16.9731 | -4.954 | 16.9201 | -9.3394 | 41.3838 | 5.1059 | 37.8289 | 6.7622 | 17.0061 | -6.6232 | 62.4583 | 2.119 | 42.9931 | -5.2066 | 42.4377 | -7.3425 | 42.055 | 3.369 | 44.3296 | 6.1762
369 | 1.8306 | -7.1831 | 17.0089 | -4.9175 | 16.9297 | -9.3159 | 41.3886 | 5.1294 | 37.852 | 6.7856 | 17.037 | -6.5894 | 62.4847 | 2.1606 | 43.0429 | -5.1519 | 42.4035 | -7.3765 | 42.0639 | 3.3872 | 44.3238 | 6.1919
370 | 1.8115 | -7.2014 | 16.9771 | -4.9488 | 16.9392 | -9.3238 | 41.3934 | 5.1085 | 37.8465 | 6.7804 | 17.0289 | -6.5946 | 62.5111 | 2.1658 | 43.0561 | -5.1467 | 42.4346 | -7.3453 | 42.0728 | 3.3846 | 44.3241 | 6.1971
371 | 1.7924 | -7.2196 | 16.9453 | -4.98 | 16.9277 | -9.3316 | 41.3779 | 5.0877 | 37.8409 | 6.7752 | 17.0208 | -6.5998 | 62.5182 | 2.171 | 43.061 | -5.1415 | 42.4656 | -7.3141 | 42.0709 | 3.382 | 44.3243 | 6.2023
372 | 1.7733 | -7.2378 | 16.9135 | -5.0113 | 16.9092 | -9.3394 | 41.3557 | 5.0669 | 37.8354 | 6.77 | 17.0127 | -6.605 | 62.5189 | 2.1763 | 43.0671 | -5.1363 | 42.4966 | -7.2829 | 42.0654 | 3.3794 | 44.3245 | 6.2075
373 | 1.7646 | -7.2456 | 16.8895 | -5.0347 | 16.8908 | -9.3706 | 41.3335 | 5.0434 | 37.8142 | 6.7492 | 17.002 | -6.6128 | 62.5197 | 2.171 | 43.0735 | -5.1284 | 42.4963 | -7.283 | 42.06 | 3.3716 | 44.2936 | 6.1841
374 | 1.756 | -7.2534 | 16.8654 | -5.0581 | 16.8449 | -9.4019 | 41.2963 | 5.02 | 37.793 | 6.7283 | 16.9913 | -6.6206 | 62.4979 | 2.1658 | 43.0766 | -5.1206 | 42.4961 | -7.2831 | 42.0286 | 3.3638 | 44.2627 | 6.1606
375 | 1.7473 | -7.2613 | 16.8414 | -5.0816 | 16.79 | -9.4331 | 41.2541 | 4.9966 | 37.7719 | 6.7075 | 16.9806 | -6.6284 | 62.4687 | 2.1606 | 43.079 | -5.1128 | 42.4958 | -7.2831 | 41.9887 | 3.3559 | 44.2317 | 6.1372
376 | 1.6762 | -7.3316 | 16.7523 | -5.1701 | 16.7351 | -9.5191 | 41.212 | 4.9289 | 37.6934 | 6.6294 | 16.9179 | -6.6883 | 62.4395 | 2.0981 | 43.0411 | -5.1597 | 42.5347 | -7.2442 | 41.9487 | 3.2726 | 44.1903 | 6.0565
377 | 1.605 | -7.4019 | 16.6632 | -5.2586 | 16.6912 | -9.605 | 41.1814 | 4.8611 | 37.6149 | 6.5512 | 16.8551 | -6.7482 | 62.4219 | 2.0356 | 42.9939 | -5.2066 | 42.5735 | -7.2052 | 41.9124 | 3.1893 | 44.149 | 5.9757
378 | 1.5338 | -7.4722 | 16.5741 | -5.3472 | 16.6511 | -9.6909 | 41.1547 | 4.7934 | 37.5365 | 6.4731 | 16.7924 | -6.8081 | 62.4082 | 1.9731 | 43.0032 | -5.2534 | 42.6123 | -7.1662 | 41.8772 | 3.1059 | 44.1076 | 5.895
379 | 1.5799 | -7.4253 | 16.6021 | -5.3185 | 16.611 | -9.6649 | 41.128 | 4.8247 | 37.5622 | 6.4992 | 16.8416 | -6.756 | 62.3944 | 2.0278 | 43.0257 | -5.1831 | 42.6121 | -7.1662 | 41.8421 | 3.1398 | 44.0907 | 5.921
380 | 1.6259 | -7.3784 | 16.6302 | -5.2899 | 16.6009 | -9.6389 | 41.1273 | 4.8559 | 37.5879 | 6.5252 | 16.8909 | -6.704 | 62.409 | 2.0825 | 43.0822 | -5.1128 | 42.6118 | -7.1663 | 41.8393 | 3.1736 | 44.0737 | 5.9471
381 | 1.672 | -7.3316 | 16.6582 | -5.2613 | 16.601 | -9.6128 | 41.1355 | 4.8872 | 37.6136 | 6.5512 | 16.9402 | -6.6519 | 62.4331 | 2.1372 | 43.1468 | -5.0425 | 42.6116 | -7.1664 | 41.8474 | 3.2075 | 44.0568 | 5.9731
382 | 1.6607 | -7.342 | 16.6134 | -5.3055 | 16.6011 | -9.6467 | 41.1436 | 4.8637 | 37.595 | 6.533 | 16.9452 | -6.6441 | 62.4572 | 2.119 | 43.1694 | -5.0295 | 42.6452 | -7.1326 | 41.8556 | 3.1815 | 44.019 | 5.9315
383 | 1.6495 | -7.3524 | 16.5685 | -5.3498 | 16.5598 | -9.6805 | 41.1076 | 4.8403 | 37.5765 | 6.5148 | 16.9502 | -6.6363 | 62.4399 | 2.1007 | 43.1821 | -5.0165 | 42.6789 | -7.0988 | 41.8207 | 3.1554 | 43.9812 | 5.8898
384 | 1.6382 | -7.3628 | 16.5237 | -5.3941 | 16.5043 | -9.7144 | 41.0567 | 4.8169 | 37.5579 | 6.4966 | 16.9552 | -6.6284 | 62.4084 | 2.0825 | 43.1709 | -5.0034 | 42.7125 | -7.0651 | 41.771 | 3.1294 | 43.9434 | 5.8481
385 | 1.5879 | -7.4123 | 16.4554 | -5.4618 | 16.4489 | -9.7977 | 41.0057 | 4.7283 | 37.4716 | 6.4106 | 16.9055 | -6.6753 | 62.377 | 2.033 | 43.1541 | -5.0399 | 42.694 | -7.0834 | 41.7214 | 3.0486 | 43.8987 | 5.757
386 | 1.5376 | -7.4618 | 16.3871 | -5.5295 | 16.4061 | -9.881 | 40.9639 | 4.6398 | 37.3854 | 6.3247 | 16.8559 | -6.7222 | 62.3637 | 1.9835 | 43.1306 | -5.0764 | 42.6756 | -7.1017 | 41.6839 | 2.9679 | 43.8539 | 5.6658
387 | 1.4873 | -7.5113 | 16.3188 | -5.5972 | 16.3677 | -9.9644 | 40.9253 | 4.5512 | 37.2991 | 6.2387 | 16.8063 | -6.7691 | 62.3567 | 1.9341 | 43.1054 | -5.1128 | 42.6571 | -7.12 | 41.6505 | 2.8872 | 43.8092 | 5.5747
388 | 1.5464 | -7.4514 | 16.3338 | -5.5816 | 16.3293 | -9.9383 | 40.8867 | 4.5825 | 37.3456 | 6.2856 | 16.8634 | -6.7092 | 62.3497 | 1.9861 | 43.1675 | -5.0295 | 42.6673 | -7.1096 | 41.6171 | 2.921 | 43.7871 | 5.6268
389 | 1.6055 | -7.3915 | 16.3489 | -5.5659 | 16.3023 | -9.9123 | 40.851 | 4.6137 | 37.3922 | 6.3325 | 16.9205 | -6.6493 | 62.3515 | 2.0382 | 43.2505 | -4.9461 | 42.6775 | -7.0993 | 41.5965 | 2.9549 | 43.7651 | 5.6789
390 | 1.6646 | -7.3316 | 16.3639 | -5.5503 | 16.2793 | -9.8863 | 40.8164 | 4.645 | 37.4387 | 6.3794 | 16.9777 | -6.5894 | 62.3565 | 2.0903 | 43.2708 | -4.8628 | 42.6877 | -7.0889 | 41.5805 | 2.9888 | 43.743 | 5.7309
391 | 1.5986 | -7.3967 | 16.2644 | -5.6493 | 16.2563 | -9.9748 | 40.7818 | 4.52 | 37.342 | 6.283 | 16.9151 | -6.6493 | 62.3614 | 2.0304 | 43.2761 | -4.9097 | 42.6744 | -7.102 | 41.5645 | 2.9054 | 43.708 | 5.6242
392 | 1.5327 | -7.4618 | 16.1648 | -5.7482 | 16.2206 | -10.0633 | 40.7327 | 4.395 | 37.2454 | 6.1867 | 16.8525 | -6.7092 | 62.3499 | 1.9705 | 43.248 | -4.9566 | 42.6612 | -7.1151 | 41.5281 | 2.8221 | 43.6731 | 5.5174
393 | 1.4668 | -7.5269 | 16.0653 | -5.8472 | 16.1804 | -10.1519 | 40.6786 | 4.27 | 37.1487 | 6.0903 | 16.7898 | -6.7691 | 62.3326 | 1.9106 | 43.2118 | -5.0034 | 42.6479 | -7.1282 | 41.4846 | 2.7388 | 43.6382 | 5.4106
394 | 1.5285 | -7.4644 | 16.0959 | -5.8159 | 16.1402 | -10.1232 | 40.6245 | 4.3143 | 37.1509 | 6.0929 | 16.8575 | -6.6988 | 62.3153 | 1.9523 | 43.2568 | -4.9383 | 42.6555 | -7.1205 | 41.4411 | 2.7518 | 43.6225 | 5.4419
395 | 1.5902 | -7.4019 | 16.1266 | -5.7847 | 16.1323 | -10.0946 | 40.6217 | 4.3585 | 37.1532 | 6.0955 | 16.9251 | -6.6284 | 62.326 | 1.994 | 43.3216 | -4.8732 | 42.6631 | -7.1128 | 41.4274 | 2.7648 | 43.6069 | 5.4731
396 | 1.6519 | -7.3394 | 16.1572 | -5.7534 | 16.1359 | -10.0659 | 40.6372 | 4.4028 | 37.1555 | 6.0981 | 16.9927 | -6.5581 | 62.3468 | 2.0356 | 43.3601 | -4.8081 | 42.6707 | -7.105 | 41.4244 | 2.7778 | 43.5912 | 5.5044
397 | 1.6563 | -7.3342 | 16.141 | -5.7691 | 16.1395 | -10.0946 | 40.6527 | 4.3794 | 37.1447 | 6.0877 | 16.9796 | -6.5685 | 62.3675 | 2.0278 | 43.3921 | -4.7977 | 42.6549 | -7.1207 | 41.4214 | 2.7544 | 43.587 | 5.4835
398 | 1.6607 | -7.329 | 16.1248 | -5.7847 | 16.1227 | -10.1232 | 40.6369 | 4.3559 | 37.134 | 6.0773 | 16.9665 | -6.579 | 62.3728 | 2.02 | 43.4083 | -4.7873 | 42.639 | -7.1364 | 41.4004 | 2.7309 | 43.5828 | 5.4627
399 | 1.6652 | -7.3238 | 16.1086 | -5.8003 | 16.0987 | -10.1519 | 40.6098 | 4.3325 | 37.1232 | 6.0669 | 16.9534 | -6.5894 | 62.3725 | 2.0122 | 43.4204 | -4.7769 | 42.6232 | -7.1521 | 41.3729 | 2.7075 | 43.5785 | 5.4419
400 | 1.6513 | -7.3368 | 16.0819 | -5.8264 | 16.0746 | -10.1675 | 40.5828 | 4.3012 | 37.1073 | 6.0512 | 16.9716 | -6.5685 | 62.3723 | 2.0226 | 43.4477 | -4.7456 | 42.623 | -7.1522 | 41.3455 | 2.6763 | 43.5493 | 5.4393
401 | 1.6375 | -7.3498 | 16.0553 | -5.8524 | 16.0415 | -10.1831 | 40.5371 | 4.27 | 37.0913 | 6.0356 | 16.9898 | -6.5477 | 62.3572 | 2.033 | 43.4786 | -4.7144 | 42.6228 | -7.1523 | 41.3043 | 2.645 | 43.5201 | 5.4367
402 | 1.6237 | -7.3628 | 16.0287 | -5.8784 | 16.0051 | -10.1988 | 40.4847 | 4.2387 | 37.0754 | 6.02 | 17.008 | -6.5269 | 62.3367 | 2.0434 | 43.4771 | -4.6831 | 42.6225 | -7.1524 | 41.258 | 2.6138 | 43.4909 | 5.4341
403 | 1.5787 | -7.4071 | 15.963 | -5.9435 | 15.9687 | -10.2613 | 40.4323 | 4.158 | 37.0073 | 5.9523 | 16.9559 | -6.5764 | 62.3162 | 1.9809 | 43.4674 | -4.7196 | 42.6171 | -7.1576 | 41.2117 | 2.5486 | 43.4539 | 5.3429
404 | 1.5336 | -7.4514 | 15.8973 | -6.0086 | 15.9432 | -10.3238 | 40.3984 | 4.0773 | 36.9393 | 5.8846 | 16.9038 | -6.6258 | 62.3036 | 1.9184 | 43.4445 | -4.756 | 42.6117 | -7.1629 | 41.1818 | 2.4835 | 43.4169 | 5.2518
405 | 1.4886 | -7.4956 | 15.8316 | -6.0738 | 15.9216 | -10.3863 | 40.3714 | 3.9966 | 36.8712 | 5.8169 | 16.8517 | -6.6753 | 62.2939 | 1.8559 | 43.4182 | -4.7925 | 42.6063 | -7.1682 | 41.1579 | 2.4184 | 43.3799 | 5.1606
406 | 1.5425 | -7.4409 | 15.87 | -6.0347 | 15.9001 | -10.3498 | 40.3444 | 4.0434 | 36.91 | 5.8559 | 16.9011 | -6.6232 | 62.2841 | 1.9184 | 43.4667 | -4.7248 | 42.6217 | -7.1527 | 41.134 | 2.4523 | 43.36 | 5.2049
407 | 1.5964 | -7.3863 | 15.9085 | -5.9956 | 15.8863 | -10.3133 | 40.33 | 4.0903 | 36.9487 | 5.895 | 16.9506 | -6.5711 | 62.29 | 1.9809 | 43.5341 | -4.6571 | 42.6371 | -7.1371 | 41.1219 | 2.4861 | 43.3401 | 5.2492
408 | 1.6503 | -7.3316 | 15.9469 | -5.9566 | 15.8755 | -10.2769 | 40.3203 | 4.1372 | 36.9874 | 5.9341 | 17.0001 | -6.5191 | 62.3016 | 2.0434 | 43.5478 | -4.5894 | 42.6525 | -7.1216 | 41.1142 | 2.52 | 43.3202 | 5.2934
409 | 1.5922 | -7.3889 | 15.8578 | -6.0451 | 15.8646 | -10.3498 | 40.3106 | 4.0512 | 36.9246 | 5.8716 | 16.9402 | -6.5764 | 62.3132 | 1.9861 | 43.5479 | -4.6336 | 42.6445 | -7.1295 | 41.1065 | 2.4575 | 43.3026 | 5.2127
410 | 1.5342 | -7.4461 | 15.7686 | -6.1336 | 15.8425 | -10.4227 | 40.283 | 3.9653 | 36.8618 | 5.8091 | 16.8804 | -6.6336 | 62.3108 | 1.9289 | 43.5211 | -4.6779 | 42.6365 | -7.1374 | 41.0858 | 2.395 | 43.285 | 5.132
411 | 1.4761 | -7.5034 | 15.6795 | -6.2222 | 15.8162 | -10.4956 | 40.2487 | 3.8794 | 36.799 | 5.7466 | 16.8205 | -6.6909 | 62.3032 | 1.8716 | 43.4875 | -4.7222 | 42.6285 | -7.1452 | 41.0601 | 2.3325 | 43.2674 | 5.0512
412 | 1.5378 | -7.4409 | 15.718 | -6.1831 | 15.7898 | -10.4566 | 40.2144 | 3.9158 | 36.8325 | 5.7804 | 16.8752 | -6.6336 | 62.2955 | 1.9315 | 43.5301 | -4.6597 | 42.6543 | -7.1193 | 41.0345 | 2.3585 | 43.2591 | 5.1059
413 | 1.5996 | -7.3784 | 15.7564 | -6.1441 | 15.783 | -10.4175 | 40.2007 | 3.9523 | 36.866 | 5.8143 | 16.93 | -6.5764 | 62.3063 | 1.9914 | 43.5923 | -4.5972 | 42.6801 | -7.0933 | 41.0226 | 2.3846 | 43.2509 | 5.1606
414 | 1.6613 | -7.3159 | 15.7949 | -6.105 | 15.7834 | -10.3784 | 40.1948 | 3.9888 | 36.8995 | 5.8481 | 16.9847 | -6.5191 | 62.324 | 2.0513 | 43.6108 | -4.5347 | 42.706 | -7.0674 | 41.0158 | 2.4106 | 43.2426 | 5.2153
415 | 1.6111 | -7.3654 | 15.7422 | -6.1571 | 15.7839 | -10.4279 | 40.1889 | 3.9263 | 36.8445 | 5.7934 | 16.9353 | -6.5659 | 62.3417 | 2.0122 | 43.6181 | -4.5633 | 42.7031 | -7.07 | 41.009 | 2.3611 | 43.2362 | 5.1502
416 | 1.5608 | -7.4149 | 15.6895 | -6.2092 | 15.7724 | -10.4774 | 40.1715 | 3.8638 | 36.7895 | 5.7387 | 16.8859 | -6.6128 | 62.3455 | 1.9731 | 43.6033 | -4.592 | 42.7003 | -7.0727 | 40.9989 | 2.3117 | 43.2298 | 5.0851
417 | 1.5106 | -7.4644 | 15.6368 | -6.2613 | 15.7563 | -10.5269 | 40.1497 | 3.8013 | 36.7345 | 5.6841 | 16.8365 | -6.6597 | 62.3441 | 1.9341 | 43.5828 | -4.6206 | 42.6975 | -7.0754 | 40.9875 | 2.2622 | 43.2234 | 5.02
418 | 1.5567 | -7.4175 | 15.6831 | -6.2144 | 15.7403 | -10.4956 | 40.128 | 3.8351 | 36.7706 | 5.7205 | 16.8783 | -6.6154 | 62.3426 | 1.9835 | 43.6195 | -4.5685 | 42.7286 | -7.0442 | 40.9762 | 2.3039 | 43.2164 | 5.0773
419 | 1.6028 | -7.3706 | 15.7293 | -6.1675 | 15.7272 | -10.4644 | 40.1117 | 3.869 | 36.8067 | 5.757 | 16.92 | -6.5711 | 62.3442 | 2.033 | 43.6713 | -4.5165 | 42.7596 | -7.0131 | 40.9625 | 2.3455 | 43.2094 | 5.1346
420 | 1.649 | -7.3238 | 15.7756 | -6.1206 | 15.7153 | -10.4331 | 40.0975 | 3.9028 | 36.8429 | 5.7934 | 16.9618 | -6.5269 | 62.3469 | 2.0825 | 43.6783 | -4.4644 | 42.7907 | -6.9819 | 40.9479 | 2.3872 | 43.2024 | 5.1919
421 | 1.5883 | -7.3836 | 15.7021 | -6.1935 | 15.7034 | -10.5008 | 40.0833 | 3.8247 | 36.7774 | 5.7283 | 16.9072 | -6.579 | 62.3496 | 2.0226 | 43.6734 | -4.506 | 42.7853 | -6.9872 | 40.9333 | 2.2986 | 43.1862 | 5.1111
422 | 1.5277 | -7.4435 | 15.6286 | -6.2665 | 15.6834 | -10.5685 | 40.0573 | 3.7466 | 36.712 | 5.6632 | 16.8527 | -6.631 | 62.3408 | 1.9627 | 43.6481 | -4.5477 | 42.7799 | -6.9925 | 40.9082 | 2.2101 | 43.17 | 5.0304
423 | 1.4671 | -7.5034 | 15.555 | -6.3394 | 15.6604 | -10.6363 | 40.0267 | 3.6684 | 36.6466 | 5.5981 | 16.7981 | -6.6831 | 62.3275 | 1.9028 | 43.6174 | -4.5894 | 42.7744 | -6.9978 | 40.8791 | 2.1216 | 43.1537 | 4.9497
424 | 1.5288 | -7.4409 | 15.6013 | -6.2925 | 15.6373 | -10.5972 | 39.9961 | 3.7023 | 36.6697 | 5.6216 | 16.8451 | -6.6336 | 62.3142 | 1.9523 | 43.6621 | -4.5243 | 42.8003 | -6.9718 | 40.8499 | 2.1736 | 43.1458 | 4.9966
425 | 1.5906 | -7.3784 | 15.6476 | -6.2456 | 15.6293 | -10.5581 | 39.9811 | 3.7361 | 36.6928 | 5.645 | 16.8921 | -6.5842 | 62.3172 | 2.0018 | 43.7269 | -4.4592 | 42.8261 | -6.9459 | 40.8425 | 2.2257 | 43.138 | 5.0434
426 | 1.6523 | -7.3159 | 15.6938 | -6.1988 | 15.6273 | -10.5191 | 39.9723 | 3.77 | 36.7159 | 5.6684 | 16.9392 | -6.5347 | 62.3264 | 2.0513 | 43.737 | -4.3941 | 42.852 | -6.9199 | 40.8438 | 2.2778 | 43.1301 | 5.0903
427 | 1.5943 | -7.3732 | 15.6281 | -6.2639 | 15.6253 | -10.5738 | 39.9635 | 3.7049 | 36.6869 | 5.6398 | 16.8768 | -6.5946 | 62.3357 | 2.007 | 43.7324 | -4.4435 | 42.844 | -6.9278 | 40.845 | 2.2127 | 43.1197 | 5.0434
428 | 1.5363 | -7.4305 | 15.5624 | -6.329 | 15.6168 | -10.6284 | 39.9414 | 3.6398 | 36.658 | 5.6111 | 16.8145 | -6.6545 | 62.3393 | 1.9627 | 43.7021 | -4.493 | 42.836 | -6.9357 | 40.8326 | 2.1476 | 43.1092 | 4.9966
429 | 1.4783 | -7.4878 | 15.4967 | -6.3941 | 15.6058 | -10.6831 | 39.9139 | 3.5747 | 36.629 | 5.5825 | 16.7522 | -6.7144 | 62.3407 | 1.9184 | 43.6649 | -4.5425 | 42.8279 | -6.9436 | 40.8147 | 2.0825 | 43.0988 | 4.9497
430 | 1.5244 | -7.4409 | 15.5351 | -6.355 | 15.5948 | -10.6336 | 39.8864 | 3.5981 | 36.6573 | 5.6111 | 16.7966 | -6.6675 | 62.3421 | 1.9809 | 43.7099 | -4.4748 | 42.8304 | -6.941 | 40.7969 | 2.1294 | 43.0979 | 4.9601
431 | 1.5706 | -7.3941 | 15.5736 | -6.3159 | 15.6079 | -10.5842 | 39.8839 | 3.6216 | 36.6856 | 5.6398 | 16.8411 | -6.6206 | 62.3702 | 2.0434 | 43.7773 | -4.4071 | 42.8328 | -6.9385 | 40.8064 | 2.1763 | 43.0969 | 4.9705
432 | 1.6167 | -7.3472 | 15.612 | -6.2769 | 15.6307 | -10.5347 | 39.8914 | 3.645 | 36.714 | 5.6684 | 16.8856 | -6.5738 | 62.4092 | 2.1059 | 43.81 | -4.3394 | 42.8352 | -6.936 | 40.8269 | 2.2231 | 43.0959 | 4.9809
433 | 1.6212 | -7.342 | 15.6218 | -6.2665 | 15.6535 | -10.5451 | 39.8989 | 3.632 | 36.7136 | 5.6684 | 16.8754 | -6.5816 | 62.4481 | 2.1138 | 43.8331 | -4.3446 | 42.8298 | -6.9413 | 40.8473 | 2.2101 | 43.092 | 5.0044
434 | 1.6257 | -7.3368 | 15.6316 | -6.256 | 15.64 | -10.5555 | 39.882 | 3.619 | 36.7133 | 5.6684 | 16.8652 | -6.5894 | 62.4457 | 2.1216 | 43.8305 | -4.3498 | 42.8244 | -6.9466 | 40.8347 | 2.1971 | 43.0881 | 5.0278
435 | 1.6302 | -7.3316 | 15.6414 | -6.2456 | 15.6118 | -10.5659 | 39.8553 | 3.6059 | 36.713 | 5.6684 | 16.855 | -6.5972 | 62.4265 | 2.1294 | 43.8208 | -4.355 | 42.819 | -6.9519 | 40.8086 | 2.1841 | 43.0841 | 5.0512
436 | 1.5695 | -7.3915 | 15.5835 | -6.3029 | 15.5836 | -10.6154 | 39.8285 | 3.5617 | 36.6606 | 5.6164 | 16.7901 | -6.6597 | 62.4074 | 2.0747 | 43.7838 | -4.3993 | 42.7641 | -7.0066 | 40.7826 | 2.1424 | 43.065 | 4.9783
437 | 1.5089 | -7.4514 | 15.5256 | -6.3602 | 15.5707 | -10.6649 | 39.8161 | 3.5174 | 36.6082 | 5.5643 | 16.7252 | -6.7222 | 62.4043 | 2.02 | 43.7392 | -4.4435 | 42.7092 | -7.0614 | 40.7696 | 2.1007 | 43.0458 | 4.9054
438 | 1.4483 | -7.5113 | 15.4677 | -6.4175 | 15.5639 | -10.7144 | 39.8097 | 3.4731 | 36.5558 | 5.5122 | 16.6604 | -6.7847 | 62.4078 | 1.9653 | 43.7418 | -4.4878 | 42.6543 | -7.1162 | 40.762 | 2.0591 | 43.0266 | 4.8325
439 | 1.4841 | -7.4748 | 15.5218 | -6.3628 | 15.5572 | -10.6623 | 39.8032 | 3.5174 | 36.5971 | 5.5539 | 16.7049 | -6.7378 | 62.4113 | 2.046 | 43.7576 | -4.4331 | 42.6515 | -7.1189 | 40.7543 | 2.0981 | 43.0232 | 4.8846
440 | 1.5198 | -7.4383 | 15.5758 | -6.3081 | 15.5548 | -10.6102 | 39.8006 | 3.5617 | 36.6385 | 5.5955 | 16.7494 | -6.6909 | 62.4257 | 2.1268 | 43.7944 | -4.3784 | 42.6487 | -7.1216 | 40.7506 | 2.1372 | 43.0198 | 4.9367
441 | 1.5556 | -7.4019 | 15.6299 | -6.2534 | 15.5543 | -10.5581 | 39.7997 | 3.6059 | 36.6798 | 5.6372 | 16.794 | -6.6441 | 62.4446 | 2.2075 | 43.837 | -4.3238 | 42.646 | -7.1243 | 40.7486 | 2.1763 | 43.0164 | 4.9887
442 | 1.4846 | -7.4722 | 15.5642 | -6.3185 | 15.5537 | -10.6258 | 39.7987 | 3.546 | 36.6248 | 5.5825 | 16.7109 | -6.7248 | 62.4635 | 2.145 | 43.8056 | -4.3758 | 42.5989 | -7.1712 | 40.7465 | 2.1216 | 43.0157 | 4.9419
443 | 1.4135 | -7.5425 | 15.4984 | -6.3836 | 15.5416 | -10.6935 | 39.7901 | 3.4861 | 36.5698 | 5.5278 | 16.6278 | -6.8055 | 62.4598 | 2.0825 | 43.7533 | -4.4279 | 42.5518 | -7.2182 | 40.7393 | 2.0669 | 43.0149 | 4.895
444 | 1.3425 | -7.6128 | 15.4327 | -6.4488 | 15.5246 | -10.7613 | 39.7783 | 3.4263 | 36.5148 | 5.4731 | 16.5448 | -6.8863 | 62.4466 | 2.02 | 43.7492 | -4.48 | 42.5048 | -7.2651 | 40.73 | 2.0122 | 43.0142 | 4.8481
445 | 1.3887 | -7.5659 | 15.4946 | -6.3863 | 15.5076 | -10.7092 | 39.7664 | 3.4783 | 36.577 | 5.5356 | 16.592 | -6.8368 | 62.4335 | 2.0721 | 43.7589 | -4.4305 | 42.5098 | -7.26 | 40.7207 | 2.0643 | 43.0266 | 4.8924
446 | 1.4349 | -7.5191 | 15.5565 | -6.3238 | 15.5227 | -10.6571 | 39.7827 | 3.5304 | 36.6391 | 5.5981 | 16.6392 | -6.7873 | 62.4559 | 2.1242 | 43.7957 | -4.381 | 42.5148 | -7.2549 | 40.7438 | 2.1164 | 43.0389 | 4.9367
447 | 1.4811 | -7.4722 | 15.6184 | -6.2613 | 15.5513 | -10.605 | 39.8108 | 3.5825 | 36.7013 | 5.6606 | 16.6863 | -6.7378 | 62.4933 | 2.1763 | 43.8403 | -4.3316 | 42.5198 | -7.2498 | 40.7805 | 2.1684 | 43.0513 | 4.9809
448 | 1.4647 | -7.4878 | 15.6099 | -6.2691 | 15.5798 | -10.605 | 39.8389 | 3.5799 | 36.7036 | 5.6632 | 16.6762 | -6.7456 | 62.5306 | 2.1945 | 43.8561 | -4.3238 | 42.5092 | -7.2603 | 40.8172 | 2.1867 | 43.0503 | 4.9887
449 | 1.4484 | -7.5034 | 15.6015 | -6.2769 | 15.5655 | -10.605 | 39.8231 | 3.5773 | 36.7059 | 5.6658 | 16.6662 | -6.7534 | 62.5291 | 2.2127 | 43.8636 | -4.3159 | 42.4986 | -7.2708 | 40.8104 | 2.2049 | 43.0492 | 4.9966
450 | 1.4321 | -7.5191 | 15.593 | -6.2847 | 15.5329 | -10.605 | 39.7886 | 3.5747 | 36.7082 | 5.6684 | 16.6561 | -6.7613 | 62.5112 | 2.2309 | 43.8341 | -4.3081 | 42.488 | -7.2813 | 40.785 | 2.2231 | 43.0482 | 5.0044
451 | 1.3481 | -7.6024 | 15.5169 | -6.3602 | 15.5003 | -10.6779 | 39.7541 | 3.4992 | 36.6401 | 5.6007 | 16.5809 | -6.8342 | 62.4932 | 2.1658 | 43.7938 | -4.3784 | 42.4436 | -7.3256 | 40.7597 | 2.1424 | 43.0287 | 4.9419
452 | 1.2641 | -7.6857 | 15.4408 | -6.4357 | 15.4752 | -10.7508 | 39.7302 | 3.4236 | 36.5721 | 5.533 | 16.5057 | -6.9071 | 62.4786 | 2.1007 | 43.741 | -4.4488 | 42.3991 | -7.37 | 40.7425 | 2.0617 | 43.0092 | 4.8794
453 | 1.18 | -7.7691 | 15.3646 | -6.5113 | 15.4532 | -10.8238 | 39.7108 | 3.3481 | 36.5041 | 5.4653 | 16.4306 | -6.98 | 62.4653 | 2.0356 | 43.6846 | -4.5191 | 42.3546 | -7.4143 | 40.7288 | 1.9809 | 42.9896 | 4.8169
454 | 1.221 | -7.7274 | 15.4083 | -6.467 | 15.4313 | -10.7769 | 39.6915 | 3.4028 | 36.5585 | 5.52 | 16.4726 | -6.9357 | 62.4521 | 2.0903 | 43.7139 | -4.4644 | 42.4248 | -7.3441 | 40.7152 | 2.0565 | 42.9796 | 4.8611
455 | 1.262 | -7.6857 | 15.4519 | -6.4227 | 15.4196 | -10.73 | 39.6865 | 3.4575 | 36.6128 | 5.5747 | 16.5146 | -6.8915 | 62.4593 | 2.145 | 43.7683 | -4.4097 | 42.4949 | -7.2739 | 40.7222 | 2.132 | 42.9695 | 4.9054
456 | 1.303 | -7.6441 | 15.4955 | -6.3784 | 15.4123 | -10.6831 | 39.6877 | 3.5122 | 36.6672 | 5.6294 | 16.5567 | -6.8472 | 62.4755 | 2.1997 | 43.7696 | -4.355 | 42.565 | -7.2037 | 40.7382 | 2.2075 | 42.9595 | 4.9497
457 | 1.2346 | -7.7118 | 15.4298 | -6.4435 | 15.4049 | -10.7586 | 39.6889 | 3.4445 | 36.6148 | 5.5773 | 16.4998 | -6.9019 | 62.4916 | 2.1658 | 43.7553 | -4.4123 | 42.4945 | -7.2741 | 40.7541 | 2.1476 | 42.9463 | 4.882
458 | 1.1662 | -7.7795 | 15.3641 | -6.5086 | 15.3802 | -10.8342 | 39.6718 | 3.3768 | 36.5624 | 5.5252 | 16.4429 | -6.9566 | 62.4957 | 2.132 | 43.7176 | -4.4696 | 42.424 | -7.3445 | 40.7436 | 2.0877 | 42.9332 | 4.8143
459 | 1.0978 | -7.8472 | 15.2983 | -6.5738 | 15.3479 | -10.9097 | 39.6469 | 3.3091 | 36.51 | 5.4731 | 16.386 | -7.0113 | 62.4946 | 2.0981 | 43.6728 | -4.5269 | 42.3536 | -7.4149 | 40.7215 | 2.0278 | 42.92 | 4.7466
460 | 1.1284 | -7.8159 | 15.329 | -6.5425 | 15.3156 | -10.8836 | 39.6219 | 3.3403 | 36.5071 | 5.4705 | 16.4385 | -6.9566 | 62.4936 | 2.1398 | 43.7045 | -4.4722 | 42.4549 | -7.3134 | 40.6994 | 2.0565 | 42.9061 | 4.7908
461 | 1.159 | -7.7847 | 15.3596 | -6.5113 | 15.2923 | -10.8576 | 39.6042 | 3.3716 | 36.5042 | 5.4679 | 16.491 | -6.9019 | 62.4921 | 2.1815 | 43.759 | -4.4175 | 42.5563 | -7.2119 | 40.6821 | 2.0851 | 42.8921 | 4.8351
462 | 1.1896 | -7.7534 | 15.3902 | -6.48 | 15.2731 | -10.8316 | 39.5898 | 3.4028 | 36.5012 | 5.4653 | 16.5435 | -6.8472 | 62.4906 | 2.2231 | 43.7604 | -4.3628 | 42.6577 | -7.1105 | 40.6669 | 2.1138 | 42.8782 | 4.8794
463 | 1.1238 | -7.8185 | 15.3036 | -6.5659 | 15.2539 | -10.9071 | 39.5753 | 3.3299 | 36.4567 | 5.421 | 16.497 | -6.8915 | 62.489 | 2.1658 | 43.7459 | -4.4201 | 42.5924 | -7.1756 | 40.6517 | 2.0434 | 42.8559 | 4.8012
464 | 1.058 | -7.8836 | 15.2171 | -6.6519 | 15.2241 | -10.9826 | 39.5579 | 3.257 | 36.4121 | 5.3768 | 16.4506 | -6.9357 | 62.4795 | 2.1085 | 43.7101 | -4.4774 | 42.5271 | -7.2408 | 40.6293 | 1.9731 | 42.8337 | 4.7231
465 | 0.99228 | -7.9488 | 15.1305 | -6.7378 | 15.1896 | -11.0581 | 39.5392 | 3.1841 | 36.3675 | 5.3325 | 16.4041 | -6.98 | 62.4665 | 2.0513 | 43.668 | -4.5347 | 42.4619 | -7.306 | 40.6038 | 1.9028 | 42.8114 | 4.645
466 | 1.0411 | -7.8993 | 15.1533 | -6.7144 | 15.1551 | -11.0373 | 39.5206 | 3.2361 | 36.3828 | 5.3481 | 16.4671 | -6.9149 | 62.4534 | 2.0955 | 43.716 | -4.4592 | 42.5893 | -7.1785 | 40.5782 | 1.9367 | 42.7837 | 4.6736
467 | 1.0899 | -7.8498 | 15.1761 | -6.6909 | 15.1235 | -11.0165 | 39.5065 | 3.2882 | 36.3981 | 5.3637 | 16.53 | -6.8498 | 62.4469 | 2.1398 | 43.7913 | -4.3836 | 42.7167 | -7.051 | 40.5601 | 1.9705 | 42.7561 | 4.7023
468 | 1.1387 | -7.8003 | 15.1989 | -6.6675 | 15.0933 | -10.9956 | 39.4945 | 3.3403 | 36.4134 | 5.3794 | 16.593 | -6.7847 | 62.4432 | 2.1841 | 43.8148 | -4.3081 | 42.8441 | -6.9235 | 40.5455 | 2.0044 | 42.7284 | 4.7309
469 | 1.073 | -7.8654 | 15.115 | -6.7508 | 15.063 | -11.0894 | 39.4825 | 3.2466 | 36.3506 | 5.3169 | 16.5466 | -6.829 | 62.4396 | 2.119 | 43.8226 | -4.342 | 42.771 | -6.9965 | 40.5308 | 1.9289 | 42.6957 | 4.6398
470 | 1.0072 | -7.9305 | 15.031 | -6.8342 | 15.0252 | -11.1831 | 39.4494 | 3.1528 | 36.2878 | 5.2544 | 16.5002 | -6.8732 | 62.4273 | 2.0539 | 43.8075 | -4.3758 | 42.6979 | -7.0695 | 40.5043 | 1.8533 | 42.663 | 4.5486
471 | 0.94146 | -7.9956 | 14.947 | -6.9175 | 14.984 | -11.2769 | 39.4066 | 3.0591 | 36.225 | 5.1919 | 16.4538 | -6.9175 | 62.4112 | 1.9888 | 43.7853 | -4.4097 | 42.6248 | -7.1425 | 40.4726 | 1.7778 | 42.6304 | 4.4575
472 | 1.0007 | -7.9357 | 14.9568 | -6.9071 | 14.9429 | -11.2482 | 39.3638 | 3.0825 | 36.2481 | 5.2153 | 16.5298 | -6.8394 | 62.395 | 2.0356 | 43.8317 | -4.342 | 42.7445 | -7.0228 | 40.4408 | 1.8039 | 42.6027 | 4.4861
473 | 1.06 | -7.8758 | 14.9666 | -6.8967 | 14.9128 | -11.2196 | 39.3318 | 3.1059 | 36.2712 | 5.2387 | 16.6058 | -6.7613 | 62.3868 | 2.0825 | 43.8991 | -4.2743 | 42.8641 | -6.9031 | 40.4145 | 1.8299 | 42.575 | 4.5148
474 | 1.1192 | -7.8159 | 14.9764 | -6.8863 | 14.8879 | -11.1909 | 39.3047 | 3.1294 | 36.2943 | 5.2622 | 16.6819 | -6.6831 | 62.3822 | 2.1294 | 43.9162 | -4.2066 | 42.9837 | -6.7834 | 40.3907 | 1.8559 | 42.5473 | 4.5434
475 | 1.0639 | -7.8706 | 14.895 | -6.967 | 14.863 | -11.2821 | 39.2775 | 3.0382 | 36.2081 | 5.1762 | 16.6355 | -6.7274 | 62.3776 | 2.0591 | 43.9176 | -4.2456 | 42.9054 | -6.8616 | 40.3669 | 1.77 | 42.5186 | 4.4653
476 | 1.0085 | -7.9253 | 14.8137 | -7.0477 | 14.8281 | -11.3732 | 39.24 | 2.9471 | 36.1219 | 5.0903 | 16.5891 | -6.7717 | 62.3655 | 1.9888 | 43.8979 | -4.2847 | 42.8271 | -6.9398 | 40.3306 | 1.6841 | 42.49 | 4.3872
477 | 0.95321 | -7.98 | 14.7323 | -7.1284 | 14.7885 | -11.4644 | 39.1977 | 2.8559 | 36.0356 | 5.0044 | 16.5428 | -6.8159 | 62.35 | 1.9184 | 43.8716 | -4.3238 | 42.7488 | -7.018 | 40.2886 | 1.5981 | 42.4614 | 4.3091
478 | 1.0229 | -7.9097 | 14.7525 | -7.1076 | 14.749 | -11.4357 | 39.1555 | 2.8768 | 36.0483 | 5.0174 | 16.6058 | -6.7508 | 62.3345 | 1.9731 | 43.9187 | -4.2534 | 42.8502 | -6.9166 | 40.2465 | 1.6138 | 42.4438 | 4.3273
479 | 1.0926 | -7.8394 | 14.7727 | -7.0868 | 14.7419 | -11.4071 | 39.145 | 2.8976 | 36.061 | 5.0304 | 16.6688 | -6.6857 | 62.3543 | 2.0278 | 43.9888 | -4.1831 | 42.9516 | -6.8151 | 40.2339 | 1.6294 | 42.4262 | 4.3455
480 | 1.1622 | -7.7691 | 14.7929 | -7.0659 | 14.7501 | -11.3784 | 39.1495 | 2.9184 | 36.0737 | 5.0434 | 16.7319 | -6.6206 | 62.3905 | 2.0825 | 44.0416 | -4.1128 | 43.053 | -6.7136 | 40.2351 | 1.645 | 42.4086 | 4.3637
481 | 1.1798 | -7.7508 | 14.774 | -7.0842 | 14.7582 | -11.3941 | 39.154 | 2.9028 | 36.0656 | 5.0356 | 16.7585 | -6.592 | 62.4268 | 2.0955 | 44.0891 | -4.079 | 42.9773 | -6.7892 | 40.2362 | 1.6294 | 42.3794 | 4.3351
482 | 1.1974 | -7.7326 | 14.7552 | -7.1024 | 14.7324 | -11.4097 | 39.1235 | 2.8872 | 36.0575 | 5.0278 | 16.7851 | -6.5633 | 62.4207 | 2.1085 | 44.1203 | -4.0451 | 42.9016 | -6.8648 | 40.2052 | 1.6138 | 42.3502 | 4.3065
483 | 1.215 | -7.7144 | 14.7363 | -7.1206 | 14.6905 | -11.4253 | 39.0766 | 2.8716 | 36.0494 | 5.02 | 16.8117 | -6.5347 | 62.3946 | 2.1216 | 44.1464 | -4.0113 | 42.8259 | -6.9405 | 40.159 | 1.5981 | 42.3211 | 4.2778
484 | 1.1753 | -7.7534 | 14.6679 | -7.1883 | 14.6486 | -11.4982 | 39.0297 | 2.7856 | 35.9866 | 4.9575 | 16.7602 | -6.5842 | 62.3686 | 2.046 | 44.1307 | -4.0399 | 42.9142 | -6.852 | 40.1129 | 1.5148 | 42.2842 | 4.2023
485 | 1.1356 | -7.7925 | 14.5996 | -7.256 | 14.6177 | -11.5711 | 38.9903 | 2.6997 | 35.9238 | 4.895 | 16.7087 | -6.6336 | 62.351 | 1.9705 | 44.1019 | -4.0685 | 43.0026 | -6.7636 | 40.0776 | 1.4315 | 42.2473 | 4.1268
486 | 1.0959 | -7.8316 | 14.5312 | -7.3238 | 14.592 | -11.6441 | 38.9546 | 2.6138 | 35.8609 | 4.8325 | 16.6572 | -6.6831 | 62.3374 | 1.895 | 44.1245 | -4.0972 | 43.091 | -6.6751 | 40.0475 | 1.3481 | 42.2105 | 4.0512
487 | 1.1552 | -7.7717 | 14.5697 | -7.2847 | 14.5663 | -11.6076 | 38.9189 | 2.6424 | 35.8867 | 4.8585 | 16.7203 | -6.618 | 62.3238 | 1.9601 | 44.1635 | -4.0165 | 43.0049 | -6.7611 | 40.0175 | 1.3872 | 42.2072 | 4.0877
488 | 1.2145 | -7.7118 | 14.6081 | -7.2456 | 14.5741 | -11.5711 | 38.9125 | 2.671 | 35.9124 | 4.8846 | 16.7834 | -6.5529 | 62.3478 | 2.0252 | 44.2291 | -3.9357 | 42.9188 | -6.8472 | 40.0189 | 1.4263 | 42.2039 | 4.1242
489 | 1.2738 | -7.6519 | 14.6465 | -7.2066 | 14.598 | -11.5347 | 38.9201 | 2.6997 | 35.9381 | 4.9106 | 16.8465 | -6.4878 | 62.3898 | 2.0903 | 44.3032 | -3.855 | 42.8327 | -6.9332 | 40.0353 | 1.4653 | 42.2006 | 4.1606
490 | 1.3044 | -7.6206 | 14.6563 | -7.1961 | 14.6219 | -11.5243 | 38.9277 | 2.6815 | 35.93 | 4.9028 | 16.8575 | -6.4748 | 62.4318 | 2.1033 | 44.3428 | -3.8264 | 42.9002 | -6.8656 | 40.0518 | 1.4549 | 42.1942 | 4.1502
491 | 1.335 | -7.5894 | 14.6661 | -7.1857 | 14.6166 | -11.5139 | 38.9021 | 2.6632 | 35.9219 | 4.895 | 16.8685 | -6.4618 | 62.4333 | 2.1164 | 44.3712 | -3.7977 | 42.9677 | -6.798 | 40.0326 | 1.4445 | 42.1877 | 4.1398
492 | 1.3657 | -7.5581 | 14.6759 | -7.1753 | 14.5972 | -11.5034 | 38.8605 | 2.645 | 35.9138 | 4.8872 | 16.8796 | -6.4488 | 62.4151 | 2.1294 | 44.3665 | -3.7691 | 43.0353 | -6.7304 | 39.9961 | 1.4341 | 42.1813 | 4.1294
493 | 1.326 | -7.5972 | 14.6283 | -7.2222 | 14.5778 | -11.5581 | 38.8189 | 2.5747 | 35.8614 | 4.8351 | 16.8281 | -6.4982 | 62.3969 | 2.0721 | 44.3512 | -3.8107 | 42.9544 | -6.8112 | 39.9596 | 1.3664 | 42.1655 | 4.0903
494 | 1.2863 | -7.6363 | 14.5808 | -7.2691 | 14.5634 | -11.6128 | 38.7873 | 2.5044 | 35.809 | 4.783 | 16.7767 | -6.5477 | 62.3849 | 2.0148 | 44.3252 | -3.8524 | 42.8735 | -6.892 | 39.9304 | 1.2986 | 42.1497 | 4.0512
495 | 1.2466 | -7.6753 | 14.5333 | -7.3159 | 14.5515 | -11.6675 | 38.7605 | 2.4341 | 35.7566 | 4.7309 | 16.7252 | -6.5972 | 62.376 | 1.9575 | 44.2959 | -3.8941 | 42.7926 | -6.9728 | 39.9046 | 1.2309 | 42.1339 | 4.0122
496 | 1.2903 | -7.631 | 14.5847 | -7.2639 | 14.5397 | -11.6232 | 38.7337 | 2.4627 | 35.7876 | 4.7622 | 16.7571 | -6.5633 | 62.3671 | 2.0096 | 44.3335 | -3.8342 | 42.8679 | -6.8974 | 39.8789 | 1.2596 | 42.1234 | 4.0408
497 | 1.3339 | -7.5868 | 14.6362 | -7.2118 | 14.5337 | -11.579 | 38.7175 | 2.4914 | 35.8185 | 4.7934 | 16.789 | -6.5295 | 62.3665 | 2.0617 | 44.3932 | -3.7743 | 42.9433 | -6.822 | 39.862 | 1.2882 | 42.1129 | 4.0695
498 | 1.3776 | -7.5425 | 14.6876 | -7.1597 | 14.5307 | -11.5347 | 38.7065 | 2.52 | 35.8495 | 4.8247 | 16.8209 | -6.4956 | 62.37 | 2.1138 | 44.4003 | -3.7144 | 43.0186 | -6.7466 | 39.8495 | 1.3169 | 42.1025 | 4.0981
499 | 1.3093 | -7.6102 | 14.6245 | -7.2222 | 14.5277 | -11.5946 | 38.6955 | 2.4601 | 35.7945 | 4.77 | 16.7565 | -6.5581 | 62.3734 | 2.0565 | 44.39 | -3.7665 | 42.9742 | -6.7909 | 39.8369 | 1.2544 | 42.098 | 4.0382
500 | 1.241 | -7.6779 | 14.5614 | -7.2847 | 14.5247 | -11.6545 | 38.6872 | 2.4002 | 35.7395 | 4.7153 | 16.6921 | -6.6206 | 62.3733 | 1.9992 | 44.3596 | -3.8185 | 42.9298 | -6.8353 | 39.823 | 1.1919 | 42.0936 | 3.9783
501 | 1.1727 | -7.7456 | 14.4982 | -7.3472 | 14.5216 | -11.7144 | 38.6802 | 2.3403 | 35.6845 | 4.6606 | 16.6276 | -6.6831 | 62.3715 | 1.9419 | 44.3226 | -3.8706 | 42.8853 | -6.8796 | 39.8084 | 1.1294 | 42.0891 | 3.9184
502 | 1.2268 | -7.6909 | 14.5731 | -7.2717 | 14.5185 | -11.6441 | 38.6732 | 2.4002 | 35.7571 | 4.7335 | 16.6752 | -6.6336 | 62.3697 | 2.0096 | 44.3659 | -3.8003 | 42.9008 | -6.8641 | 39.7938 | 1.1763 | 42.1101 | 3.9966
503 | 1.2808 | -7.6363 | 14.648 | -7.1961 | 14.5451 | -11.5738 | 38.6905 | 2.4601 | 35.8297 | 4.8065 | 16.7228 | -6.5842 | 62.3933 | 2.0773 | 44.436 | -3.73 | 42.9162 | -6.8486 | 39.8104 | 1.2231 | 42.131 | 4.0747
504 | 1.3349 | -7.5816 | 14.7228 | -7.1206 | 14.5865 | -11.5034 | 38.7199 | 2.52 | 35.9023 | 4.8794 | 16.7703 | -6.5347 | 62.4296 | 2.145 | 44.478 | -3.6597 | 42.9317 | -6.8331 | 39.8426 | 1.27 | 42.152 | 4.1528
505 | 1.3474 | -7.5685 | 14.7248 | -7.118 | 14.628 | -11.4956 | 38.7493 | 2.5122 | 35.8942 | 4.8716 | 16.7658 | -6.5373 | 62.4659 | 2.1424 | 44.5106 | -3.6493 | 42.9159 | -6.8488 | 39.8748 | 1.2856 | 42.1507 | 4.1398
506 | 1.3598 | -7.5555 | 14.7268 | -7.1154 | 14.6256 | -11.4878 | 38.7353 | 2.5044 | 35.8861 | 4.8637 | 16.7613 | -6.5399 | 62.4617 | 2.1398 | 44.5195 | -3.6389 | 42.9001 | -6.8645 | 39.8709 | 1.3013 | 42.1494 | 4.1268
507 | 1.3722 | -7.5425 | 14.7287 | -7.1128 | 14.601 | -11.48 | 38.6993 | 2.4966 | 35.878 | 4.8559 | 16.7568 | -6.5425 | 62.437 | 2.1372 | 44.5204 | -3.6284 | 42.8843 | -6.8802 | 39.8487 | 1.3169 | 42.1481 | 4.1137
508 | 1.2935 | -7.6206 | 14.676 | -7.1649 | 14.5764 | -11.5425 | 38.6633 | 2.4263 | 35.81 | 4.7882 | 16.6742 | -6.6232 | 62.4122 | 2.0851 | 44.4738 | -3.6909 | 42.9024 | -6.8621 | 39.8264 | 1.2492 | 42.1347 | 4.0591
509 | 1.2148 | -7.6988 | 14.6233 | -7.217 | 14.5607 | -11.605 | 38.639 | 2.3559 | 35.742 | 4.7205 | 16.5916 | -6.704 | 62.4001 | 2.033 | 44.4111 | -3.7534 | 42.9204 | -6.844 | 39.809 | 1.1815 | 42.1213 | 4.0044
510 | 1.1361 | -7.7769 | 14.5705 | -7.2691 | 14.5494 | -11.6675 | 38.6206 | 2.2856 | 35.674 | 4.6528 | 16.509 | -6.7847 | 62.3944 | 1.9809 | 44.3971 | -3.8159 | 42.9385 | -6.8258 | 39.794 | 1.1138 | 42.108 | 3.9497
511 | 1.1719 | -7.7404 | 14.6142 | -7.2248 | 14.5382 | -11.6128 | 38.6023 | 2.3325 | 35.7388 | 4.7179 | 16.5462 | -6.7456 | 62.3888 | 2.033 | 44.3997 | -3.7743 | 42.9201 | -6.8442 | 39.7791 | 1.1658 | 42.1301 | 4.0226
512 | 1.2078 | -7.704 | 14.6578 | -7.1805 | 14.5544 | -11.5581 | 38.6168 | 2.3794 | 35.8036 | 4.783 | 16.5834 | -6.7066 | 62.4081 | 2.0851 | 44.4282 | -3.7326 | 42.9017 | -6.8625 | 39.7987 | 1.2179 | 42.1523 | 4.0955
513 | 1.2437 | -7.6675 | 14.7014 | -7.1363 | 14.5847 | -11.5034 | 38.6482 | 2.4263 | 35.8684 | 4.8481 | 16.6206 | -6.6675 | 62.4403 | 2.1372 | 44.4656 | -3.6909 | 42.8833 | -6.8808 | 39.836 | 1.27 | 42.1744 | 4.1684
514 | 1.2431 | -7.6675 | 14.7164 | -7.1206 | 14.6151 | -11.5008 | 38.6796 | 2.4393 | 35.8759 | 4.8559 | 16.611 | -6.6753 | 62.4725 | 2.145 | 44.4828 | -3.6805 | 42.9014 | -6.8627 | 39.8734 | 1.2908 | 42.1765 | 4.1658
515 | 1.2425 | -7.6675 | 14.7314 | -7.105 | 14.6104 | -11.4982 | 38.6764 | 2.4523 | 35.8834 | 4.8637 | 16.6013 | -6.6831 | 62.4733 | 2.1528 | 44.493 | -3.6701 | 42.9194 | -6.8445 | 39.8764 | 1.3117 | 42.1785 | 4.1632
516 | 1.2419 | -7.6675 | 14.7464 | -7.0894 | 14.5874 | -11.4956 | 38.6553 | 2.4653 | 35.8909 | 4.8716 | 16.5917 | -6.6909 | 62.4577 | 2.1606 | 44.4703 | -3.6597 | 42.9375 | -6.8264 | 39.8616 | 1.3325 | 42.1805 | 4.1606
517 | 1.1658 | -7.743 | 14.6806 | -7.1545 | 14.5645 | -11.5477 | 38.6342 | 2.4028 | 35.8516 | 4.8325 | 16.5195 | -6.7613 | 62.4421 | 2.1164 | 44.4363 | -3.7196 | 42.9243 | -6.8395 | 39.8467 | 1.2752 | 42.162 | 4.1033
518 | 1.0897 | -7.8185 | 14.6149 | -7.2196 | 14.5501 | -11.5998 | 38.6201 | 2.3403 | 35.8122 | 4.7934 | 16.4474 | -6.8316 | 62.4398 | 2.0721 | 44.3926 | -3.7795 | 42.9111 | -6.8526 | 39.8319 | 1.2179 | 42.1435 | 4.046
519 | 1.0136 | -7.8941 | 14.5491 | -7.2847 | 14.5401 | -11.6519 | 38.6099 | 2.2778 | 35.7729 | 4.7544 | 16.3753 | -6.9019 | 62.4445 | 2.0278 | 44.3456 | -3.8394 | 42.898 | -6.8658 | 39.8171 | 1.1606 | 42.125 | 3.9888
520 | 1.0521 | -7.855 | 14.6058 | -7.2274 | 14.5302 | -11.6076 | 38.5996 | 2.3325 | 35.8168 | 4.7986 | 16.4203 | -6.855 | 62.4492 | 2.0929 | 44.3642 | -3.7977 | 42.8978 | -6.8659 | 39.8023 | 1.1997 | 42.1385 | 4.0356
521 | 1.0906 | -7.8159 | 14.6624 | -7.1701 | 14.5435 | -11.5633 | 38.6132 | 2.3872 | 35.8608 | 4.8429 | 16.4654 | -6.8081 | 62.4742 | 2.158 | 44.4056 | -3.756 | 42.8976 | -6.866 | 39.8168 | 1.2388 | 42.152 | 4.0825
522 | 1.1291 | -7.7769 | 14.719 | -7.1128 | 14.5692 | -11.5191 | 38.6395 | 2.4419 | 35.9048 | 4.8872 | 16.5105 | -6.7613 | 62.51 | 2.2231 | 44.4324 | -3.7144 | 42.8975 | -6.8661 | 39.847 | 1.2778 | 42.1654 | 4.1294
523 | 1.1129 | -7.7925 | 14.7236 | -7.1076 | 14.5949 | -11.5139 | 38.6657 | 2.4341 | 35.8967 | 4.8794 | 16.5061 | -6.7639 | 62.5457 | 2.2231 | 44.4542 | -3.704 | 42.8504 | -6.913 | 39.8771 | 1.2986 | 42.169 | 4.1476
524 | 1.0967 | -7.8081 | 14.7282 | -7.1024 | 14.5882 | -11.5086 | 38.6558 | 2.4263 | 35.8886 | 4.8716 | 16.5017 | -6.7665 | 62.5467 | 2.2231 | 44.4606 | -3.6935 | 42.8034 | -6.96 | 39.8794 | 1.3195 | 42.1725 | 4.1658
525 | 1.0805 | -7.8238 | 14.7327 | -7.0972 | 14.5642 | -11.5034 | 38.6266 | 2.4184 | 35.8805 | 4.8637 | 16.4973 | -6.7691 | 62.529 | 2.2231 | 44.4615 | -3.6831 | 42.7563 | -7.007 | 39.8667 | 1.3403 | 42.176 | 4.1841
526 | 1.0253 | -7.8784 | 14.6722 | -7.1571 | 14.5402 | -11.5607 | 38.5973 | 2.3638 | 35.8437 | 4.8273 | 16.433 | -6.8316 | 62.5114 | 2.1841 | 44.4174 | -3.743 | 42.7796 | -6.9836 | 39.854 | 1.2882 | 42.1587 | 4.1164
527 | 0.97001 | -7.9331 | 14.6116 | -7.217 | 14.5229 | -11.618 | 38.5795 | 2.3091 | 35.807 | 4.7908 | 16.3688 | -6.8941 | 62.5064 | 2.145 | 44.3573 | -3.8029 | 42.8029 | -6.9603 | 39.8457 | 1.2361 | 42.1415 | 4.0486
528 | 0.91476 | -7.9878 | 14.5511 | -7.2769 | 14.5091 | -11.6753 | 38.5679 | 2.2544 | 35.7702 | 4.7544 | 16.3045 | -6.9566 | 62.5083 | 2.1059 | 44.3444 | -3.8628 | 42.8262 | -6.937 | 39.8398 | 1.1841 | 42.1242 | 3.9809
529 | 0.94805 | -7.954 | 14.5973 | -7.23 | 14.4953 | -11.6336 | 38.5563 | 2.296 | 35.8168 | 4.8012 | 16.3496 | -6.9097 | 62.5103 | 2.158 | 44.3484 | -3.8211 | 42.813 | -6.9501 | 39.834 | 1.2361 | 42.1351 | 4.033
530 | 0.98134 | -7.9201 | 14.6435 | -7.1831 | 14.5016 | -11.592 | 38.5668 | 2.3377 | 35.8634 | 4.8481 | 16.3948 | -6.8628 | 62.5355 | 2.2101 | 44.3775 | -3.7795 | 42.7998 | -6.9632 | 39.8499 | 1.2882 | 42.146 | 4.0851
531 | 1.0146 | -7.8863 | 14.6898 | -7.1363 | 14.5187 | -11.5503 | 38.5893 | 2.3794 | 35.91 | 4.895 | 16.4399 | -6.8159 | 62.5734 | 2.2622 | 44.4154 | -3.7378 | 42.7866 | -6.9763 | 39.8778 | 1.3403 | 42.157 | 4.1372
532 | 1.0011 | -7.8993 | 14.6917 | -7.1336 | 14.5358 | -11.5607 | 38.6118 | 2.3794 | 35.8993 | 4.8846 | 16.4303 | -6.8238 | 62.6113 | 2.283 | 44.4368 | -3.7222 | 42.7422 | -7.0207 | 39.9057 | 1.3403 | 42.1726 | 4.145
533 | 0.98748 | -7.9123 | 14.6937 | -7.131 | 14.5374 | -11.5711 | 38.6204 | 2.3794 | 35.8885 | 4.8742 | 16.4208 | -6.8316 | 62.6343 | 2.3039 | 44.4522 | -3.7066 | 42.6978 | -7.0651 | 39.9151 | 1.3403 | 42.1883 | 4.1528
534 | 0.9739 | -7.9253 | 14.6956 | -7.1284 | 14.5306 | -11.5816 | 38.6212 | 2.3794 | 35.8778 | 4.8637 | 16.4112 | -6.8394 | 62.6492 | 2.3247 | 44.4543 | -3.6909 | 42.6533 | -7.1095 | 39.9143 | 1.3403 | 42.204 | 4.1606
535 | 0.96293 | -7.9357 | 14.6924 | -7.131 | 14.5239 | -11.5816 | 38.622 | 2.382 | 35.8932 | 4.8794 | 16.4121 | -6.8368 | 62.664 | 2.3325 | 44.4515 | -3.704 | 42.6818 | -7.0809 | 39.9136 | 1.3403 | 42.2022 | 4.158
536 | 0.95196 | -7.9461 | 14.6891 | -7.1336 | 14.5208 | -11.5816 | 38.6253 | 2.3846 | 35.9085 | 4.895 | 16.413 | -6.8342 | 62.6713 | 2.3403 | 44.4421 | -3.717 | 42.7103 | -7.0524 | 39.9144 | 1.3403 | 42.2003 | 4.1554
537 | 0.941 | -7.9566 | 14.6859 | -7.1363 | 14.5197 | -11.5816 | 38.6299 | 2.3872 | 35.9238 | 4.9106 | 16.4139 | -6.8316 | 62.6743 | 2.3481 | 44.4302 | -3.73 | 42.7388 | -7.0238 | 39.916 | 1.3403 | 42.1985 | 4.1528
538 | 0.91701 | -7.98 | 14.6722 | -7.1493 | 14.5186 | -11.5816 | 38.6345 | 2.395 | 35.9184 | 4.9054 | 16.4044 | -6.8394 | 62.6773 | 2.3455 | 44.425 | -3.7326 | 42.697 | -7.0656 | 39.9177 | 1.3455 | 42.1986 | 4.145
539 | 0.89302 | -8.0034 | 14.6585 | -7.1623 | 14.5122 | -11.5816 | 38.6311 | 2.4028 | 35.9129 | 4.9002 | 16.3949 | -6.8472 | 62.6805 | 2.3429 | 44.4221 | -3.7352 | 42.6551 | -7.1074 | 39.9204 | 1.3507 | 42.1987 | 4.1372
540 | 0.86904 | -8.0269 | 14.6449 | -7.1753 | 14.5029 | -11.5816 | 38.6232 | 2.4106 | 35.9074 | 4.895 | 16.3854 | -6.855 | 62.6837 | 2.3403 | 44.4217 | -3.7378 | 42.6133 | -7.1491 | 39.9237 | 1.3559 | 42.1987 | 4.1294
541 | 0.85287 | -8.0425 | 14.6416 | -7.1779 | 14.4936 | -11.5998 | 38.6154 | 2.3846 | 35.9071 | 4.895 | 16.3915 | -6.8472 | 62.6869 | 2.3507 | 44.4222 | -3.7352 | 42.6834 | -7.0789 | 39.927 | 1.3585 | 42.2042 | 4.1502
542 | 0.8367 | -8.0581 | 14.6384 | -7.1805 | 14.4778 | -11.618 | 38.604 | 2.3585 | 35.9068 | 4.895 | 16.3976 | -6.8394 | 62.6909 | 2.3611 | 44.4235 | -3.7326 | 42.7536 | -7.0087 | 39.9271 | 1.3611 | 42.2097 | 4.171
543 | 0.82053 | -8.0738 | 14.6351 | -7.1831 | 14.4585 | -11.6363 | 38.5906 | 2.3325 | 35.9065 | 4.895 | 16.4037 | -6.8316 | 62.6953 | 2.3716 | 44.4252 | -3.73 | 42.8238 | -6.9385 | 39.9255 | 1.3638 | 42.2151 | 4.1919
544 | 0.80697 | -8.0868 | 14.624 | -7.1935 | 14.4392 | -11.6545 | 38.5772 | 2.3351 | 35.901 | 4.8898 | 16.4073 | -6.8264 | 62.6997 | 2.369 | 44.4235 | -3.7326 | 42.7481 | -7.0141 | 39.9238 | 1.3585 | 42.1906 | 4.1815
545 | 0.79341 | -8.0998 | 14.613 | -7.204 | 14.4011 | -11.6727 | 38.5489 | 2.3377 | 35.8955 | 4.8846 | 16.4108 | -6.8211 | 62.6853 | 2.3664 | 44.4207 | -3.7352 | 42.6724 | -7.0898 | 39.902 | 1.3533 | 42.1661 | 4.171
546 | 0.77985 | -8.1128 | 14.6019 | -7.2144 | 14.3522 | -11.6909 | 38.5121 | 2.3403 | 35.89 | 4.8794 | 16.4144 | -6.8159 | 62.6601 | 2.3638 | 44.3889 | -3.7378 | 42.5967 | -7.1654 | 39.8689 | 1.3481 | 42.1416 | 4.1606
547 | 0.69337 | -8.1988 | 14.5101 | -7.3055 | 14.3033 | -11.7743 | 38.4753 | 2.257 | 35.822 | 4.8117 | 16.3476 | -6.881 | 62.6349 | 2.3117 | 44.3463 | -3.8029 | 42.6877 | -7.0743 | 39.8357 | 1.283 | 42.1023 | 4.0643
548 | 0.6069 | -8.2847 | 14.4183 | -7.3967 | 14.2702 | -11.8576 | 38.4426 | 2.1736 | 35.754 | 4.744 | 16.2808 | -6.9461 | 62.6257 | 2.2596 | 44.2994 | -3.868 | 42.7787 | -6.9833 | 39.8157 | 1.2179 | 42.0629 | 3.9679
549 | 0.52042 | -8.3706 | 14.3265 | -7.4878 | 14.2462 | -11.9409 | 38.4122 | 2.0903 | 35.686 | 4.6762 | 16.2141 | -7.0113 | 62.6257 | 2.2075 | 44.2508 | -3.9331 | 42.8697 | -6.8922 | 39.8032 | 1.1528 | 42.0236 | 3.8716
550 | 0.56937 | -8.3211 | 14.3623 | -7.4514 | 14.2223 | -11.8915 | 38.3819 | 2.1242 | 35.7482 | 4.7387 | 16.2854 | -6.9383 | 62.6257 | 2.27 | 44.2789 | -3.8758 | 42.7914 | -6.9705 | 39.7908 | 1.2049 | 42.0027 | 3.921
551 | 0.61831 | -8.2717 | 14.3981 | -7.4149 | 14.202 | -11.842 | 38.3649 | 2.158 | 35.8105 | 4.8012 | 16.3566 | -6.8654 | 62.6254 | 2.3325 | 44.336 | -3.8185 | 42.7131 | -7.0487 | 39.7819 | 1.257 | 41.9819 | 3.9705
552 | 0.66726 | -8.2222 | 14.4339 | -7.3784 | 14.184 | -11.7925 | 38.3557 | 2.1919 | 35.8727 | 4.8637 | 16.4279 | -6.7925 | 62.6249 | 2.395 | 44.3364 | -3.7612 | 42.6348 | -7.1269 | 39.7751 | 1.3091 | 41.9611 | 4.02
553 | 0.586 | -8.3029 | 14.3499 | -7.4618 | 14.1659 | -11.8889 | 38.3464 | 2.132 | 35.7943 | 4.7856 | 16.3664 | -6.8524 | 62.6244 | 2.3195 | 44.3154 | -3.8264 | 42.7518 | -7.0099 | 39.7683 | 1.2335 | 41.9406 | 3.9341
554 | 0.50474 | -8.3836 | 14.266 | -7.5451 | 14.136 | -11.9852 | 38.3313 | 2.0721 | 35.7159 | 4.7075 | 16.3049 | -6.9123 | 62.6155 | 2.244 | 44.2756 | -3.8915 | 42.8689 | -6.8928 | 39.7521 | 1.158 | 41.92 | 3.8481
555 | 0.42349 | -8.4644 | 14.182 | -7.6284 | 14.0992 | -12.0816 | 38.3126 | 2.0122 | 35.6375 | 4.6294 | 16.2434 | -6.9722 | 62.6017 | 2.1684 | 44.2287 | -3.9566 | 42.9859 | -6.7757 | 39.7306 | 1.0825 | 41.8995 | 3.7622
556 | 0.47765 | -8.4097 | 14.21 | -7.5998 | 14.0624 | -12.0451 | 38.294 | 2.0434 | 35.6762 | 4.6684 | 16.3251 | -6.8889 | 62.5879 | 2.2283 | 44.2645 | -3.8889 | 42.9545 | -6.807 | 39.709 | 1.1268 | 41.8845 | 3.8065
557 | 0.53181 | -8.355 | 14.238 | -7.5711 | 14.0388 | -12.0086 | 38.2803 | 2.0747 | 35.715 | 4.7075 | 16.4068 | -6.8055 | 62.5853 | 2.2882 | 44.3319 | -3.8211 | 42.9231 | -6.8384 | 39.6977 | 1.171 | 41.8694 | 3.8507
558 | 0.58597 | -8.3003 | 14.266 | -7.5425 | 14.0229 | -11.9722 | 38.2695 | 2.1059 | 35.7538 | 4.7466 | 16.4886 | -6.7222 | 62.5891 | 2.3481 | 44.3465 | -3.7534 | 42.8917 | -6.8698 | 39.6925 | 1.2153 | 41.8543 | 3.895
559 | 0.53076 | -8.355 | 14.1872 | -7.6206 | 14.0071 | -12.0477 | 38.2588 | 2.046 | 35.678 | 4.671 | 16.4323 | -6.7769 | 62.593 | 2.2856 | 44.3408 | -3.8003 | 42.928 | -6.8334 | 39.6872 | 1.1528 | 41.8411 | 3.8325
560 | 0.47555 | -8.4097 | 14.1084 | -7.6988 | 13.9868 | -12.1232 | 38.2461 | 1.9861 | 35.6022 | 4.5955 | 16.376 | -6.8316 | 62.5903 | 2.2231 | 44.3165 | -3.8472 | 42.9643 | -6.797 | 39.6748 | 1.0903 | 41.8279 | 3.77
561 | 0.42034 | -8.4644 | 14.0296 | -7.7769 | 13.9639 | -12.1988 | 38.2324 | 1.9263 | 35.5264 | 4.52 | 16.3197 | -6.8863 | 62.5838 | 2.1606 | 44.2851 | -3.8941 | 43.0006 | -6.7607 | 39.658 | 1.0278 | 41.8147 | 3.7075
562 | 0.47451 | -8.4097 | 14.0732 | -7.7326 | 13.9409 | -12.1571 | 38.2186 | 1.9679 | 35.5756 | 4.5695 | 16.3989 | -6.8055 | 62.5772 | 2.2205 | 44.3229 | -3.829 | 43.0004 | -6.7608 | 39.6413 | 1.0669 | 41.795 | 3.7388
563 | 0.52868 | -8.355 | 14.1169 | -7.6883 | 13.9211 | -12.1154 | 38.2034 | 2.0096 | 35.6248 | 4.619 | 16.478 | -6.7248 | 62.5793 | 2.2804 | 44.3878 | -3.7639 | 43.0003 | -6.7609 | 39.6277 | 1.1059 | 41.7753 | 3.77
564 | 0.58285 | -8.3003 | 14.1605 | -7.6441 | 13.9032 | -12.0738 | 38.1875 | 2.0513 | 35.674 | 4.6684 | 16.5572 | -6.6441 | 62.5866 | 2.3403 | 44.4023 | -3.6987 | 43.0001 | -6.761 | 39.6159 | 1.145 | 41.7556 | 3.8013
565 | 0.53025 | -8.3524 | 14.0791 | -7.7248 | 13.8852 | -12.1597 | 38.1715 | 1.9679 | 35.5956 | 4.5903 | 16.514 | -6.6857 | 62.5939 | 2.2856 | 44.3971 | -3.743 | 43.065 | -6.696 | 39.6041 | 1.0747 | 41.7306 | 3.7231
566 | 0.47765 | -8.4045 | 13.9977 | -7.8055 | 13.8593 | -12.2456 | 38.1475 | 1.8846 | 35.5172 | 4.5122 | 16.4707 | -6.7274 | 62.5931 | 2.2309 | 44.3756 | -3.7873 | 43.13 | -6.631 | 39.5852 | 1.0044 | 41.7057 | 3.645
567 | 0.42506 | -8.4566 | 13.9163 | -7.8863 | 13.8284 | -12.3316 | 38.1189 | 1.8013 | 35.4388 | 4.4341 | 16.4275 | -6.7691 | 62.5873 | 2.1763 | 44.3477 | -3.8316 | 43.1949 | -6.566 | 39.562 | 0.93406 | 41.6808 | 3.5669
568 | 0.48444 | -8.3967 | 13.9469 | -7.855 | 13.7976 | -12.2951 | 38.0902 | 1.8377 | 35.4724 | 4.4679 | 16.5041 | -6.6909 | 62.5816 | 2.2283 | 44.3918 | -3.7586 | 43.1193 | -6.6417 | 39.5388 | 0.96792 | 41.6565 | 3.5955
569 | 0.54383 | -8.3368 | 13.9775 | -7.8238 | 13.7759 | -12.2586 | 38.0675 | 1.8742 | 35.5059 | 4.5018 | 16.5807 | -6.6128 | 62.576 | 2.2804 | 44.4645 | -3.6857 | 43.0436 | -6.7173 | 39.5186 | 1.0018 | 41.6322 | 3.6242
570 | 0.60321 | -8.2769 | 14.0081 | -7.7925 | 13.7598 | -12.2222 | 38.0485 | 1.9106 | 35.5395 | 4.5356 | 16.6573 | -6.5347 | 62.5705 | 2.3325 | 44.4857 | -3.6128 | 42.9679 | -6.7929 | 39.5002 | 1.0356 | 41.6079 | 3.6528
571 | 0.55583 | -8.3238 | 13.9372 | -7.8628 | 13.7437 | -12.2977 | 38.0296 | 1.8273 | 35.4585 | 4.4549 | 16.6141 | -6.5764 | 62.565 | 2.2596 | 44.4865 | -3.6519 | 43.0511 | -6.7097 | 39.4819 | 0.9575 | 41.5908 | 3.5773
572 | 0.50844 | -8.3706 | 13.8662 | -7.9331 | 13.7272 | -12.3732 | 38.0061 | 1.744 | 35.3775 | 4.3742 | 16.5709 | -6.618 | 62.5608 | 2.1867 | 44.4711 | -3.6909 | 43.1343 | -6.6265 | 39.4587 | 0.87938 | 41.5737 | 3.5018
573 | 0.46106 | -8.4175 | 13.7952 | -8.0034 | 13.7105 | -12.4488 | 37.98 | 1.6606 | 35.2965 | 4.2934 | 16.5277 | -6.6597 | 62.5574 | 2.1138 | 44.4493 | -3.73 | 43.2174 | -6.5432 | 39.4326 | 0.80125 | 41.5566 | 3.4263
574 | 0.53868 | -8.3394 | 13.8493 | -7.9488 | 13.6939 | -12.3941 | 37.9539 | 1.7023 | 35.3431 | 4.3403 | 16.5965 | -6.5894 | 62.5539 | 2.1919 | 44.5024 | -3.6467 | 43.1313 | -6.6293 | 39.4066 | 0.83771 | 41.561 | 3.4835
575 | 0.6163 | -8.2613 | 13.9033 | -7.8941 | 13.7036 | -12.3394 | 37.9553 | 1.744 | 35.3897 | 4.3872 | 16.6653 | -6.5191 | 62.5771 | 2.27 | 44.5855 | -3.5633 | 43.0452 | -6.7153 | 39.4083 | 0.87417 | 41.5653 | 3.5408
576 | 0.69393 | -8.1831 | 13.9573 | -7.8394 | 13.7295 | -12.2847 | 37.9738 | 1.7856 | 35.4363 | 4.4341 | 16.7341 | -6.4488 | 62.6167 | 2.3481 | 44.6387 | -3.48 | 42.9591 | -6.8014 | 39.4272 | 0.91063 | 41.5697 | 3.5981
577 | 0.70644 | -8.1701 | 13.9463 | -7.8498 | 13.7555 | -12.2899 | 37.9923 | 1.7778 | 35.4334 | 4.4315 | 16.7456 | -6.4357 | 62.6563 | 2.3429 | 44.6799 | -3.4618 | 43.0345 | -6.726 | 39.4462 | 0.91063 | 41.56 | 3.5773
578 | 0.71896 | -8.1571 | 13.9352 | -7.8602 | 13.7453 | -12.2951 | 37.9744 | 1.77 | 35.4306 | 4.4289 | 16.7571 | -6.4227 | 62.655 | 2.3377 | 44.699 | -3.4435 | 43.1099 | -6.6505 | 39.43 | 0.91063 | 41.5503 | 3.5565
579 | 0.73148 | -8.1441 | 13.9241 | -7.8706 | 13.7125 | -12.3003 | 37.9337 | 1.7622 | 35.4277 | 4.4262 | 16.7686 | -6.4097 | 62.628 | 2.3325 | 44.7091 | -3.4253 | 43.1852 | -6.5751 | 39.392 | 0.91063 | 41.5406 | 3.5356
580 | 0.68672 | -8.1883 | 13.8662 | -7.9279 | 13.6798 | -12.3628 | 37.8931 | 1.6841 | 35.3623 | 4.3611 | 16.7176 | -6.4592 | 62.6011 | 2.2804 | 44.6859 | -3.4618 | 43.0913 | -6.669 | 39.354 | 0.8299 | 41.5165 | 3.4835
581 | 0.64195 | -8.2326 | 13.8082 | -7.9852 | 13.6606 | -12.4253 | 37.8618 | 1.6059 | 35.2969 | 4.296 | 16.6667 | -6.5086 | 62.5934 | 2.2283 | 44.6492 | -3.4982 | 42.9974 | -6.7629 | 39.3263 | 0.74917 | 41.4925 | 3.4315
582 | 0.59718 | -8.2769 | 13.7503 | -8.0425 | 13.65 | -12.4878 | 37.8363 | 1.5278 | 35.2315 | 4.2309 | 16.6157 | -6.5581 | 62.5978 | 2.1763 | 44.6602 | -3.5347 | 42.9035 | -6.8567 | 39.3051 | 0.66844 | 41.4684 | 3.3794
583 | 0.65398 | -8.2196 | 13.8017 | -7.9904 | 13.6394 | -12.4357 | 37.8108 | 1.5643 | 35.2677 | 4.2674 | 16.6663 | -6.506 | 62.6023 | 2.2466 | 44.6908 | -3.467 | 42.932 | -6.8282 | 39.2839 | 0.71792 | 41.4648 | 3.4106
584 | 0.71077 | -8.1623 | 13.8532 | -7.9383 | 13.6399 | -12.3836 | 37.7979 | 1.6007 | 35.3039 | 4.3039 | 16.7169 | -6.454 | 62.6123 | 2.3169 | 44.738 | -3.3993 | 42.9605 | -6.7996 | 39.2738 | 0.7674 | 41.4612 | 3.4419
585 | 0.76757 | -8.105 | 13.9046 | -7.8863 | 13.6475 | -12.3316 | 37.793 | 1.6372 | 35.3401 | 4.3403 | 16.7675 | -6.4019 | 62.6258 | 2.3872 | 44.7922 | -3.3316 | 42.989 | -6.7711 | 39.2707 | 0.81688 | 41.4577 | 3.4731
586 | 0.74104 | -8.131 | 13.8701 | -7.9201 | 13.655 | -12.3732 | 37.788 | 1.5851 | 35.293 | 4.2934 | 16.7348 | -6.4331 | 62.6394 | 2.3351 | 44.7913 | -3.355 | 42.9992 | -6.7608 | 39.2676 | 0.75438 | 41.4635 | 3.4497
587 | 0.71451 | -8.1571 | 13.8356 | -7.954 | 13.6614 | -12.4149 | 37.7821 | 1.533 | 35.2458 | 4.2466 | 16.7021 | -6.4644 | 62.6453 | 2.283 | 44.7676 | -3.3784 | 43.0095 | -6.7505 | 39.2624 | 0.69188 | 41.4694 | 3.4263
588 | 0.68797 | -8.1831 | 13.8011 | -7.9878 | 13.6669 | -12.4566 | 37.7756 | 1.4809 | 35.1987 | 4.1997 | 16.6694 | -6.4956 | 62.6462 | 2.2309 | 44.7773 | -3.4019 | 43.0198 | -6.7402 | 39.256 | 0.62938 | 41.4753 | 3.4028
589 | 0.73957 | -8.131 | 13.8499 | -7.9383 | 13.6725 | -12.3941 | 37.769 | 1.5278 | 35.2583 | 4.2596 | 16.7096 | -6.454 | 62.6472 | 2.2934 | 44.8007 | -3.3524 | 43.0092 | -6.7507 | 39.2495 | 0.68927 | 41.473 | 3.4445
590 | 0.79116 | -8.079 | 13.8987 | -7.8889 | 13.6745 | -12.3316 | 37.7646 | 1.5747 | 35.3179 | 4.3195 | 16.7499 | -6.4123 | 62.6503 | 2.3559 | 44.8321 | -3.3029 | 42.9986 | -6.7613 | 39.247 | 0.74917 | 41.4708 | 3.4861
591 | 0.84276 | -8.0269 | 13.9475 | -7.8394 | 13.6742 | -12.2691 | 37.7615 | 1.6216 | 35.3776 | 4.3794 | 16.7901 | -6.3706 | 62.6546 | 2.4184 | 44.8668 | -3.2534 | 42.988 | -6.7718 | 39.2469 | 0.80906 | 41.4685 | 3.5278
592 | 0.76675 | -8.1024 | 13.8974 | -7.8889 | 13.6739 | -12.3394 | 37.7584 | 1.5617 | 35.3174 | 4.3195 | 16.7157 | -6.4435 | 62.659 | 2.3559 | 44.8419 | -3.3029 | 43.0009 | -6.7589 | 39.2468 | 0.74135 | 41.4554 | 3.4601
593 | 0.69075 | -8.1779 | 13.8473 | -7.9383 | 13.6701 | -12.4097 | 37.7486 | 1.5018 | 35.2572 | 4.2596 | 16.6414 | -6.5165 | 62.6558 | 2.2934 | 44.7922 | -3.3524 | 43.0138 | -6.746 | 39.2383 | 0.67365 | 41.4423 | 3.3924
594 | 0.61474 | -8.2534 | 13.7971 | -7.9878 | 13.6641 | -12.48 | 37.7344 | 1.4419 | 35.1971 | 4.1997 | 16.567 | -6.5894 | 62.6477 | 2.2309 | 44.7924 | -3.4019 | 43.0266 | -6.7331 | 39.2244 | 0.60594 | 41.4292 | 3.3247
595 | 0.66895 | -8.1988 | 13.8512 | -7.9331 | 13.6581 | -12.4097 | 37.7202 | 1.4809 | 35.2489 | 4.2518 | 16.6151 | -6.5399 | 62.6397 | 2.2856 | 44.8136 | -3.342 | 43.0109 | -6.7488 | 39.2105 | 0.65542 | 41.4237 | 3.369
596 | 0.72315 | -8.1441 | 13.9052 | -7.8784 | 13.658 | -12.3394 | 37.7079 | 1.52 | 35.3007 | 4.3039 | 16.6632 | -6.4904 | 62.6387 | 2.3403 | 44.8498 | -3.2821 | 42.9951 | -6.7645 | 39.2022 | 0.7049 | 41.4183 | 3.4132
597 | 0.77736 | -8.0894 | 13.9593 | -7.8238 | 13.6617 | -12.2691 | 37.6968 | 1.5591 | 35.3525 | 4.3559 | 16.7112 | -6.4409 | 62.6423 | 2.395 | 44.8924 | -3.2222 | 42.9793 | -6.7803 | 39.1976 | 0.75438 | 41.4128 | 3.4575
598 | 0.70917 | -8.1571 | 13.9039 | -7.8784 | 13.6654 | -12.3394 | 37.6858 | 1.4914 | 35.2845 | 4.2882 | 16.6395 | -6.5113 | 62.646 | 2.3403 | 44.8666 | -3.2769 | 42.9922 | -6.7674 | 39.193 | 0.68927 | 41.4128 | 3.4158
599 | 0.64099 | -8.2248 | 13.8486 | -7.9331 | 13.6597 | -12.4097 | 37.6733 | 1.4236 | 35.2166 | 4.2205 | 16.5678 | -6.5816 | 62.6459 | 2.2856 | 44.8117 | -3.3316 | 43.005 | -6.7545 | 39.1874 | 0.62417 | 41.4128 | 3.3742
600 | 0.5728 | -8.2925 | 13.7932 | -7.9878 | 13.6478 | -12.48 | 37.6599 | 1.3559 | 35.1486 | 4.1528 | 16.4961 | -6.6519 | 62.6434 | 2.2309 | 44.8018 | -3.3862 | 43.0179 | -6.7416 | 39.1811 | 0.55906 | 41.4128 | 3.3325
601 | 0.6166 | -8.2482 | 13.8473 | -7.9331 | 13.6359 | -12.4227 | 37.6465 | 1.4054 | 35.2134 | 4.2179 | 16.552 | -6.5946 | 62.6409 | 2.2882 | 44.8112 | -3.342 | 43.0047 | -6.7547 | 39.1748 | 0.62156 | 41.4085 | 3.3742
602 | 0.66039 | -8.204 | 13.9013 | -7.8784 | 13.632 | -12.3654 | 37.6414 | 1.4549 | 35.2783 | 4.283 | 16.6079 | -6.5373 | 62.6421 | 2.3455 | 44.8336 | -3.2977 | 42.9915 | -6.7678 | 39.1758 | 0.68406 | 41.4043 | 3.4158
603 | 0.70419 | -8.1597 | 13.9553 | -7.8238 | 13.6334 | -12.3081 | 37.6419 | 1.5044 | 35.3431 | 4.3481 | 16.6638 | -6.48 | 62.6457 | 2.4028 | 44.8615 | -3.2534 | 42.9784 | -6.7809 | 39.1816 | 0.74656 | 41.4001 | 3.4575
604 | 0.63861 | -8.2248 | 13.8922 | -7.8863 | 13.6349 | -12.368 | 37.6423 | 1.4497 | 35.2908 | 4.296 | 16.5947 | -6.5477 | 62.6494 | 2.3455 | 44.8261 | -3.3159 | 42.999 | -6.7602 | 39.1875 | 0.68927 | 41.3949 | 3.4002
605 | 0.57303 | -8.2899 | 13.829 | -7.9488 | 13.6281 | -12.4279 | 37.6373 | 1.395 | 35.2384 | 4.244 | 16.5256 | -6.6154 | 62.6501 | 2.2882 | 44.7634 | -3.3784 | 43.0197 | -6.7395 | 39.1836 | 0.63198 | 41.3896 | 3.3429
606 | 0.50746 | -8.355 | 13.7659 | -8.0113 | 13.6158 | -12.4878 | 37.6285 | 1.3403 | 35.1861 | 4.1919 | 16.4565 | -6.6831 | 62.6488 | 2.2309 | 44.7492 | -3.4409 | 43.0404 | -6.7188 | 39.1731 | 0.57469 | 41.3844 | 3.2856
607 | 0.54084 | -8.3211 | 13.8043 | -7.9722 | 13.6036 | -12.4435 | 37.6198 | 1.3846 | 35.2327 | 4.2387 | 16.502 | -6.6363 | 62.6475 | 2.2934 | 44.756 | -3.3967 | 43.0298 | -6.7293 | 39.1626 | 0.61896 | 41.3964 | 3.3403
608 | 0.57423 | -8.2873 | 13.8427 | -7.9331 | 13.6112 | -12.3993 | 37.6278 | 1.4289 | 35.2793 | 4.2856 | 16.5475 | -6.5894 | 62.6645 | 2.3559 | 44.7846 | -3.3524 | 43.0192 | -6.7398 | 39.1712 | 0.66323 | 41.4085 | 3.395
609 | 0.60761 | -8.2534 | 13.8811 | -7.8941 | 13.6324 | -12.355 | 37.6473 | 1.4731 | 35.3259 | 4.3325 | 16.593 | -6.5425 | 62.694 | 2.4184 | 44.8227 | -3.3081 | 43.0087 | -6.7504 | 39.1928 | 0.7075 | 41.4205 | 3.4497
610 | 0.59673 | -8.2639 | 13.8831 | -7.8915 | 13.6536 | -12.3576 | 37.6668 | 1.4653 | 35.3309 | 4.3377 | 16.5969 | -6.5373 | 62.7234 | 2.4106 | 44.8377 | -3.3029 | 42.9694 | -6.7896 | 39.2144 | 0.7049 | 41.4161 | 3.4471
611 | 0.58584 | -8.2743 | 13.885 | -7.8889 | 13.6441 | -12.3602 | 37.6561 | 1.4575 | 35.3358 | 4.3429 | 16.6008 | -6.5321 | 62.7213 | 2.4028 | 44.8427 | -3.2977 | 42.9302 | -6.8287 | 39.2075 | 0.70229 | 41.4117 | 3.4445
612 | 0.57496 | -8.2847 | 13.887 | -7.8863 | 13.6135 | -12.3628 | 37.6247 | 1.4497 | 35.3408 | 4.3481 | 16.6046 | -6.5269 | 62.6975 | 2.395 | 44.8158 | -3.2925 | 42.891 | -6.8679 | 39.1809 | 0.69969 | 41.4073 | 3.4419
613 | 0.50679 | -8.3524 | 13.8186 | -7.954 | 13.5829 | -12.4227 | 37.5933 | 1.3924 | 35.2728 | 4.2804 | 16.5356 | -6.5946 | 62.6738 | 2.3533 | 44.7749 | -3.3576 | 42.9117 | -6.8472 | 39.1544 | 0.6476 | 41.3891 | 3.3768
614 | 0.43862 | -8.4201 | 13.7502 | -8.0217 | 13.5596 | -12.4826 | 37.5797 | 1.3351 | 35.2048 | 4.2127 | 16.4665 | -6.6623 | 62.664 | 2.3117 | 44.73 | -3.4227 | 42.9324 | -6.8265 | 39.1457 | 0.59552 | 41.3709 | 3.3117
615 | 0.37045 | -8.4878 | 13.6819 | -8.0894 | 13.5415 | -12.5425 | 37.5783 | 1.2778 | 35.1369 | 4.145 | 16.3975 | -6.73 | 62.6638 | 2.27 | 44.6835 | -3.4878 | 42.953 | -6.8058 | 39.1492 | 0.54344 | 41.3527 | 3.2466
616 | 0.40384 | -8.454 | 13.7255 | -8.0451 | 13.5233 | -12.5113 | 37.577 | 1.3403 | 35.2017 | 4.2101 | 16.4482 | -6.6779 | 62.6637 | 2.3169 | 44.7087 | -3.4305 | 42.9659 | -6.7929 | 39.1527 | 0.61115 | 41.3505 | 3.3091
617 | 0.43723 | -8.4201 | 13.7691 | -8.0008 | 13.509 | -12.48 | 37.574 | 1.4028 | 35.2665 | 4.2752 | 16.499 | -6.6258 | 62.6623 | 2.3638 | 44.7658 | -3.3732 | 42.9788 | -6.78 | 39.1553 | 0.67885 | 41.3482 | 3.3716
618 | 0.47063 | -8.3863 | 13.8127 | -7.9566 | 13.4975 | -12.4488 | 37.57 | 1.4653 | 35.3314 | 4.3403 | 16.5497 | -6.5738 | 62.6601 | 2.4106 | 44.7698 | -3.3159 | 42.9916 | -6.7671 | 39.1574 | 0.74656 | 41.346 | 3.4341
619 | 0.39985 | -8.4566 | 13.747 | -8.0217 | 13.486 | -12.506 | 37.566 | 1.3872 | 35.2686 | 4.2778 | 16.4963 | -6.6258 | 62.6579 | 2.3533 | 44.7502 | -3.3758 | 42.9628 | -6.7958 | 39.1594 | 0.67625 | 41.3388 | 3.3664
620 | 0.32908 | -8.5269 | 13.6812 | -8.0868 | 13.4729 | -12.5633 | 37.5564 | 1.3091 | 35.2059 | 4.2153 | 16.4429 | -6.6779 | 62.6564 | 2.296 | 44.7143 | -3.4357 | 42.934 | -6.8246 | 39.1489 | 0.60594 | 41.3317 | 3.2986
621 | 0.25831 | -8.5972 | 13.6155 | -8.1519 | 13.4586 | -12.6206 | 37.5429 | 1.2309 | 35.1431 | 4.1528 | 16.3895 | -6.73 | 62.6555 | 2.2388 | 44.6711 | -3.4956 | 42.9052 | -6.8533 | 39.1294 | 0.53563 | 41.3245 | 3.2309
622 | 0.30473 | -8.5503 | 13.6643 | -8.1024 | 13.4444 | -12.5842 | 37.5295 | 1.2908 | 35.2028 | 4.2127 | 16.4455 | -6.6727 | 62.6545 | 2.3013 | 44.6917 | -3.4461 | 42.9129 | -6.8457 | 39.1099 | 0.57469 | 41.3183 | 3.2778
623 | 0.35115 | -8.5034 | 13.7131 | -8.0529 | 13.4318 | -12.5477 | 37.5256 | 1.3507 | 35.2624 | 4.2726 | 16.5015 | -6.6154 | 62.6619 | 2.3638 | 44.7409 | -3.3967 | 42.9205 | -6.838 | 39.1034 | 0.61375 | 41.3121 | 3.3247
624 | 0.39757 | -8.4566 | 13.7619 | -8.0034 | 13.4205 | -12.5113 | 37.5286 | 1.4106 | 35.322 | 4.3325 | 16.5575 | -6.5581 | 62.6752 | 2.4263 | 44.7443 | -3.3472 | 42.9282 | -6.8303 | 39.1062 | 0.65281 | 41.3059 | 3.3716
625 | 0.33202 | -8.5217 | 13.6936 | -8.0711 | 13.4092 | -12.5738 | 37.5316 | 1.3507 | 35.2723 | 4.283 | 16.5119 | -6.6024 | 62.6885 | 2.3846 | 44.7269 | -3.3993 | 42.9098 | -6.8486 | 39.1089 | 0.61635 | 41.3053 | 3.3221
626 | 0.26646 | -8.5868 | 13.6252 | -8.1389 | 13.3946 | -12.6363 | 37.5243 | 1.2908 | 35.2226 | 4.2335 | 16.4664 | -6.6467 | 62.6941 | 2.3429 | 44.6967 | -3.4514 | 42.8914 | -6.867 | 39.1127 | 0.5799 | 41.3047 | 3.2726
627 | 0.2009 | -8.6519 | 13.5569 | -8.2066 | 13.3777 | -12.6988 | 37.5096 | 1.2309 | 35.1728 | 4.1841 | 16.4208 | -6.6909 | 62.6941 | 2.3013 | 44.6607 | -3.5034 | 42.873 | -6.8853 | 39.1174 | 0.54344 | 41.3041 | 3.2231
628 | 0.24733 | -8.605 | 13.5979 | -8.1649 | 13.3609 | -12.6623 | 37.4948 | 1.2674 | 35.2221 | 4.2335 | 16.4716 | -6.6389 | 62.6942 | 2.3481 | 44.6851 | -3.4514 | 42.8781 | -6.8802 | 39.1221 | 0.59552 | 41.3005 | 3.2752
629 | 0.29375 | -8.5581 | 13.6389 | -8.1232 | 13.345 | -12.6258 | 37.4817 | 1.3039 | 35.2713 | 4.283 | 16.5224 | -6.5868 | 62.6971 | 2.395 | 44.7369 | -3.3993 | 42.8832 | -6.8751 | 39.1224 | 0.6476 | 41.2969 | 3.3273
630 | 0.34018 | -8.5113 | 13.6799 | -8.0816 | 13.3298 | -12.5894 | 37.4697 | 1.3403 | 35.3205 | 4.3325 | 16.5732 | -6.5347 | 62.702 | 2.4419 | 44.7359 | -3.3472 | 42.8882 | -6.87 | 39.1196 | 0.69969 | 41.2933 | 3.3794
631 | 0.27202 | -8.579 | 13.6063 | -8.1545 | 13.3146 | -12.6597 | 37.4578 | 1.2752 | 35.2526 | 4.2648 | 16.5277 | -6.579 | 62.7069 | 2.4002 | 44.7107 | -3.4123 | 42.8776 | -6.8806 | 39.1168 | 0.63719 | 41.2888 | 3.3117
632 | 0.20387 | -8.6467 | 13.5328 | -8.2274 | 13.3012 | -12.73 | 37.4541 | 1.2101 | 35.1846 | 4.1971 | 16.4822 | -6.6232 | 62.7134 | 2.3585 | 44.673 | -3.4774 | 42.8671 | -6.8911 | 39.1126 | 0.57469 | 41.2843 | 3.244
633 | 0.13571 | -8.7144 | 13.4592 | -8.3003 | 13.289 | -12.8003 | 37.4565 | 1.145 | 35.1166 | 4.1294 | 16.4366 | -6.6675 | 62.721 | 2.3169 | 44.6295 | -3.5425 | 42.8565 | -6.9016 | 39.1074 | 0.51219 | 41.2798 | 3.1763
634 | 0.20297 | -8.6467 | 13.5237 | -8.2352 | 13.2768 | -12.7456 | 37.4589 | 1.2231 | 35.1893 | 4.2023 | 16.5213 | -6.5816 | 62.7286 | 2.3794 | 44.6654 | -3.4696 | 42.8824 | -6.8757 | 39.1022 | 0.57208 | 41.2775 | 3.244
635 | 0.27024 | -8.579 | 13.5881 | -8.1701 | 13.2669 | -12.6909 | 37.4613 | 1.3013 | 35.262 | 4.2752 | 16.606 | -6.4956 | 62.7379 | 2.4419 | 44.7381 | -3.3967 | 42.9083 | -6.8498 | 39.1042 | 0.63198 | 41.2752 | 3.3117
636 | 0.3375 | -8.5113 | 13.6526 | -8.105 | 13.2587 | -12.6363 | 37.4637 | 1.3794 | 35.3346 | 4.3481 | 16.6907 | -6.4097 | 62.7484 | 2.5044 | 44.7522 | -3.3237 | 42.9341 | -6.8239 | 39.1115 | 0.69188 | 41.273 | 3.3794
637 | 0.27456 | -8.5738 | 13.579 | -8.1779 | 13.2505 | -12.7118 | 37.466 | 1.2986 | 35.2797 | 4.2934 | 16.6426 | -6.4566 | 62.759 | 2.4575 | 44.7391 | -3.381 | 42.921 | -6.837 | 39.1188 | 0.6424 | 41.2626 | 3.3039
638 | 0.21162 | -8.6363 | 13.5054 | -8.2508 | 13.2349 | -12.7873 | 37.4574 | 1.2179 | 35.2248 | 4.2387 | 16.5944 | -6.5034 | 62.7656 | 2.4106 | 44.7085 | -3.4383 | 42.9078 | -6.8502 | 39.1172 | 0.59292 | 41.2522 | 3.2283
639 | 0.14868 | -8.6988 | 13.4319 | -8.3238 | 13.2139 | -12.8628 | 37.4406 | 1.1372 | 35.1698 | 4.1841 | 16.5463 | -6.5503 | 62.7694 | 2.3638 | 44.6696 | -3.4956 | 42.8946 | -6.8633 | 39.1091 | 0.54344 | 41.2419 | 3.1528
640 | 0.20292 | -8.6441 | 13.4729 | -8.2821 | 13.193 | -12.8211 | 37.4239 | 1.1919 | 35.2008 | 4.2153 | 16.6154 | -6.48 | 62.7732 | 2.4236 | 44.6978 | -3.4357 | 42.9752 | -6.7827 | 39.101 | 0.5825 | 41.2311 | 3.1971
641 | 0.25717 | -8.5894 | 13.5139 | -8.2404 | 13.176 | -12.7795 | 37.4102 | 1.2466 | 35.2318 | 4.2466 | 16.6845 | -6.4097 | 62.7792 | 2.4835 | 44.7575 | -3.3758 | 43.0558 | -6.7021 | 39.0933 | 0.62156 | 41.2203 | 3.2414
642 | 0.31142 | -8.5347 | 13.5549 | -8.1988 | 13.1621 | -12.7378 | 37.3989 | 1.3013 | 35.2628 | 4.2778 | 16.7536 | -6.3394 | 62.787 | 2.5434 | 44.7692 | -3.3159 | 43.1363 | -6.6215 | 39.0858 | 0.66063 | 41.2095 | 3.2856
643 | 0.26671 | -8.579 | 13.4866 | -8.2665 | 13.1481 | -12.8107 | 37.3875 | 1.2179 | 35.2053 | 4.2205 | 16.7133 | -6.3784 | 62.7948 | 2.494 | 44.7584 | -3.3628 | 43.0659 | -6.6919 | 39.0783 | 0.60333 | 41.1992 | 3.2309
644 | 0.222 | -8.6232 | 13.4182 | -8.3342 | 13.1317 | -12.8836 | 37.3703 | 1.1346 | 35.1477 | 4.1632 | 16.673 | -6.4175 | 62.7988 | 2.4445 | 44.7343 | -3.4097 | 42.9954 | -6.7623 | 39.0711 | 0.54604 | 41.1889 | 3.1763
645 | 0.1773 | -8.6675 | 13.3499 | -8.4019 | 13.1135 | -12.9566 | 37.3486 | 1.0513 | 35.0902 | 4.1059 | 16.6327 | -6.4566 | 62.8002 | 2.395 | 44.704 | -3.4566 | 42.9249 | -6.8328 | 39.064 | 0.48875 | 41.1786 | 3.1216
646 | 0.23936 | -8.605 | 13.3857 | -8.3654 | 13.0953 | -12.9123 | 37.3269 | 1.0981 | 35.1472 | 4.1632 | 16.7018 | -6.3863 | 62.8015 | 2.4523 | 44.7329 | -3.3993 | 43.0263 | -6.7313 | 39.0568 | 0.53823 | 41.1606 | 3.1476
647 | 0.30143 | -8.5425 | 13.4215 | -8.329 | 13.0802 | -12.868 | 37.3115 | 1.145 | 35.2043 | 4.2205 | 16.7709 | -6.3159 | 62.7992 | 2.5096 | 44.7899 | -3.342 | 43.1277 | -6.6299 | 39.0497 | 0.58771 | 41.1427 | 3.1736
648 | 0.36349 | -8.48 | 13.4573 | -8.2925 | 13.0674 | -12.8238 | 37.3009 | 1.1919 | 35.2613 | 4.2778 | 16.84 | -6.2456 | 62.7943 | 2.5669 | 44.8003 | -3.2847 | 43.2291 | -6.5285 | 39.0426 | 0.63719 | 41.1247 | 3.1997
649 | 0.30577 | -8.5373 | 13.3915 | -8.3576 | 13.0547 | -12.8967 | 37.2902 | 1.119 | 35.1908 | 4.2075 | 16.7972 | -6.2873 | 62.7894 | 2.494 | 44.7885 | -3.3316 | 43.1977 | -6.5598 | 39.0355 | 0.56948 | 41.1111 | 3.132
650 | 0.24804 | -8.5946 | 13.3258 | -8.4227 | 13.041 | -12.9696 | 37.2765 | 1.046 | 35.1202 | 4.1372 | 16.7543 | -6.329 | 62.7854 | 2.421 | 44.7659 | -3.3784 | 43.1663 | -6.5912 | 39.0254 | 0.50177 | 41.0976 | 3.0643
651 | 0.19032 | -8.6519 | 13.26 | -8.4878 | 13.0267 | -13.0425 | 37.2604 | 0.97313 | 35.0497 | 4.0669 | 16.7114 | -6.3706 | 62.7821 | 2.3481 | 44.7383 | -3.4253 | 43.1349 | -6.6226 | 39.013 | 0.43406 | 41.084 | 2.9966
652 | 0.26541 | -8.5764 | 13.3088 | -8.4383 | 13.0124 | -12.9904 | 37.2444 | 1.02 | 35.1093 | 4.1268 | 16.7988 | -6.2821 | 62.7788 | 2.421 | 44.7783 | -3.3524 | 43.1816 | -6.5758 | 39.0005 | 0.48354 | 41.0791 | 3.0539
653 | 0.3405 | -8.5008 | 13.3577 | -8.3889 | 13.004 | -12.9383 | 37.2341 | 1.0669 | 35.169 | 4.1867 | 16.8861 | -6.1935 | 62.7854 | 2.494 | 44.851 | -3.2795 | 43.2284 | -6.5291 | 38.9932 | 0.53302 | 41.0741 | 3.1111
654 | 0.41559 | -8.4253 | 13.4065 | -8.3394 | 13.0001 | -12.8863 | 37.2283 | 1.1138 | 35.2286 | 4.2466 | 16.9735 | -6.105 | 62.7997 | 2.5669 | 44.869 | -3.2066 | 43.2751 | -6.4823 | 38.9896 | 0.5825 | 41.0692 | 3.1684
655 | 0.3761 | -8.4644 | 13.3434 | -8.4019 | 12.9963 | -12.9488 | 37.2224 | 1.0513 | 35.1476 | 4.1658 | 16.9202 | -6.1571 | 62.814 | 2.5174 | 44.8605 | -3.256 | 43.2593 | -6.4981 | 38.9861 | 0.5226 | 41.0557 | 3.1033
656 | 0.33661 | -8.5034 | 13.2802 | -8.4644 | 12.9869 | -13.0113 | 37.2077 | 0.98875 | 35.0667 | 4.0851 | 16.867 | -6.2092 | 62.8162 | 2.4679 | 44.8363 | -3.3055 | 43.2435 | -6.5138 | 38.9778 | 0.46271 | 41.0421 | 3.0382
657 | 0.29712 | -8.5425 | 13.2171 | -8.5269 | 12.9732 | -13.0738 | 37.186 | 0.92625 | 34.9857 | 4.0044 | 16.8137 | -6.2613 | 62.809 | 2.4184 | 44.8046 | -3.355 | 43.2277 | -6.5296 | 38.9659 | 0.40281 | 41.0286 | 2.9731
658 | 0.35138 | -8.4878 | 13.2529 | -8.4904 | 12.9594 | -13.0321 | 37.1643 | 0.94969 | 35.0323 | 4.0512 | 16.8776 | -6.1961 | 62.8019 | 2.4575 | 44.8342 | -3.2951 | 43.251 | -6.5062 | 38.954 | 0.44448 | 41.0223 | 2.994
659 | 0.40565 | -8.4331 | 13.2887 | -8.454 | 12.9636 | -12.9904 | 37.1649 | 0.97313 | 35.079 | 4.0981 | 16.9416 | -6.131 | 62.8186 | 2.4966 | 44.8939 | -3.2352 | 43.2743 | -6.4829 | 38.9556 | 0.48615 | 41.016 | 3.0148
660 | 0.45991 | -8.3784 | 13.3245 | -8.4175 | 12.9816 | -12.9488 | 37.183 | 0.99656 | 35.1256 | 4.145 | 17.0055 | -6.0659 | 62.8538 | 2.5356 | 44.9361 | -3.1753 | 43.2976 | -6.4596 | 38.9679 | 0.52781 | 41.0097 | 3.0356
661 | 0.48553 | -8.3524 | 13.3291 | -8.4123 | 12.9997 | -12.954 | 37.201 | 1.0096 | 35.1384 | 4.158 | 17.0252 | -6.0451 | 62.889 | 2.5669 | 44.9698 | -3.1545 | 43.2766 | -6.4806 | 38.9801 | 0.50958 | 40.9982 | 3.0356
662 | 0.51115 | -8.3264 | 13.3336 | -8.4071 | 12.9894 | -12.9592 | 37.193 | 1.0226 | 35.1511 | 4.171 | 17.0449 | -6.0243 | 62.8954 | 2.5981 | 44.9884 | -3.1336 | 43.2556 | -6.5015 | 38.963 | 0.49135 | 40.9867 | 3.0356
663 | 0.53677 | -8.3003 | 13.3382 | -8.4019 | 12.9568 | -12.9644 | 37.1643 | 1.0356 | 35.1639 | 4.1841 | 17.0646 | -6.0034 | 62.879 | 2.6294 | 44.9995 | -3.1128 | 43.2346 | -6.5225 | 38.9228 | 0.47313 | 40.9752 | 3.0356
664 | 0.49728 | -8.3394 | 13.2724 | -8.467 | 12.9242 | -13.0243 | 37.1357 | 0.96271 | 35.0908 | 4.1111 | 17.0191 | -6.0477 | 62.8626 | 2.5617 | 44.9786 | -3.1493 | 43.1928 | -6.5643 | 38.8827 | 0.41063 | 40.9552 | 2.9705
665 | 0.4578 | -8.3784 | 13.2067 | -8.5321 | 12.9037 | -13.0842 | 37.1101 | 0.88979 | 35.0176 | 4.0382 | 16.9737 | -6.092 | 62.8546 | 2.494 | 44.9419 | -3.1857 | 43.151 | -6.6061 | 38.8611 | 0.34813 | 40.9351 | 2.9054
666 | 0.41832 | -8.4175 | 13.1409 | -8.5972 | 12.8928 | -13.1441 | 37.0869 | 0.81688 | 34.9445 | 3.9653 | 16.9283 | -6.1363 | 62.8532 | 2.4263 | 44.9469 | -3.2222 | 43.1091 | -6.6479 | 38.8543 | 0.28563 | 40.9151 | 2.8403
667 | 0.483 | -8.3524 | 13.1872 | -8.5503 | 12.8819 | -13.0998 | 37.0637 | 0.84813 | 34.9833 | 4.0044 | 16.9897 | -6.0738 | 62.8518 | 2.4966 | 44.9727 | -3.1649 | 43.1168 | -6.6402 | 38.8475 | 0.34031 | 40.9043 | 2.8924
668 | 0.54769 | -8.2873 | 13.2334 | -8.5034 | 12.8717 | -13.0555 | 37.0434 | 0.87938 | 35.0221 | 4.0434 | 17.051 | -6.0113 | 62.8561 | 2.5669 | 45.0077 | -3.1076 | 43.1244 | -6.6325 | 38.8417 | 0.395 | 40.8935 | 2.9445
669 | 0.61237 | -8.2222 | 13.2796 | -8.4566 | 12.8622 | -13.0113 | 37.0253 | 0.91063 | 35.0609 | 4.0825 | 17.1124 | -5.9488 | 62.8648 | 2.6372 | 45.0474 | -3.0503 | 43.1321 | -6.6248 | 38.8368 | 0.44969 | 40.8826 | 2.9966
670 | 0.55727 | -8.2769 | 13.2165 | -8.5191 | 12.8526 | -13.0764 | 37.0073 | 0.84031 | 35.0112 | 4.033 | 17.0514 | -6.0086 | 62.8736 | 2.5799 | 45.0293 | -3.0972 | 43.0903 | -6.6666 | 38.8318 | 0.38198 | 40.8685 | 2.9158
671 | 0.50217 | -8.3316 | 13.1533 | -8.5816 | 12.8423 | -13.1415 | 36.9914 | 0.77 | 34.9615 | 3.9835 | 16.9904 | -6.0685 | 62.8777 | 2.5226 | 44.9821 | -3.1441 | 43.0485 | -6.7084 | 38.8209 | 0.31427 | 40.8543 | 2.8351
672 | 0.44706 | -8.3863 | 13.0902 | -8.6441 | 12.8313 | -13.2066 | 36.9772 | 0.69969 | 34.9118 | 3.9341 | 16.9293 | -6.1284 | 62.8782 | 2.4653 | 44.9882 | -3.1909 | 43.0066 | -6.7502 | 38.8053 | 0.24656 | 40.8402 | 2.7544
673 | 0.50915 | -8.3238 | 13.1338 | -8.5998 | 12.8204 | -13.1571 | 36.9631 | 0.74656 | 34.9532 | 3.9757 | 16.9855 | -6.0711 | 62.8786 | 2.5278 | 45.0211 | -3.118 | 43.0299 | -6.7269 | 38.7897 | 0.28823 | 40.8469 | 2.8091
674 | 0.57123 | -8.2613 | 13.1774 | -8.5555 | 12.8324 | -13.1076 | 36.9692 | 0.79344 | 34.9946 | 4.0174 | 17.0417 | -6.0139 | 62.8979 | 2.5903 | 45.0731 | -3.0451 | 43.0532 | -6.7036 | 38.7914 | 0.3299 | 40.8536 | 2.8638
675 | 0.63332 | -8.1988 | 13.2211 | -8.5113 | 12.8632 | -13.0581 | 36.9918 | 0.84031 | 35.0361 | 4.0591 | 17.0979 | -5.9566 | 62.9327 | 2.6528 | 45.1348 | -2.9722 | 43.0765 | -6.6803 | 38.8073 | 0.37156 | 40.8604 | 2.9184
676 | 0.63291 | -8.1988 | 13.2204 | -8.5113 | 12.8939 | -13.0451 | 37.0144 | 0.83771 | 35.041 | 4.0643 | 17.1098 | -5.9435 | 62.9674 | 2.658 | 45.1606 | -2.9644 | 43.0373 | -6.7194 | 38.8231 | 0.36115 | 40.8723 | 2.9184
677 | 0.6325 | -8.1988 | 13.2198 | -8.5113 | 12.9074 | -13.0321 | 37.0201 | 0.8351 | 35.046 | 4.0695 | 17.1217 | -5.9305 | 62.9852 | 2.6632 | 45.1682 | -2.9566 | 42.998 | -6.7586 | 38.8283 | 0.35073 | 40.8842 | 2.9184
678 | 0.63208 | -8.1988 | 13.2191 | -8.5113 | 12.9067 | -13.0191 | 37.0121 | 0.8325 | 35.051 | 4.0747 | 17.1336 | -5.9175 | 62.9891 | 2.6684 | 45.1746 | -2.9487 | 42.9588 | -6.7978 | 38.8247 | 0.34031 | 40.8961 | 2.9184
679 | 0.61865 | -8.2118 | 13.2159 | -8.5139 | 12.906 | -13.0321 | 37.0041 | 0.81948 | 35.0351 | 4.0591 | 17.1403 | -5.9097 | 62.9929 | 2.671 | 45.1805 | -2.9435 | 42.9769 | -6.7797 | 38.8212 | 0.34552 | 40.8794 | 2.9132
680 | 0.60522 | -8.2248 | 13.2126 | -8.5165 | 12.8855 | -13.0451 | 36.9828 | 0.80646 | 35.0193 | 4.0434 | 17.1471 | -5.9019 | 62.9788 | 2.6736 | 45.179 | -2.9383 | 42.995 | -6.7616 | 38.8048 | 0.35073 | 40.8627 | 2.908
681 | 0.59179 | -8.2378 | 13.2094 | -8.5191 | 12.8486 | -13.0581 | 36.9504 | 0.79344 | 35.0034 | 4.0278 | 17.1538 | -5.8941 | 62.9498 | 2.6763 | 45.1738 | -2.9331 | 43.013 | -6.7435 | 38.7778 | 0.35594 | 40.846 | 2.9028
682 | 0.49243 | -8.3368 | 13.1306 | -8.5972 | 12.8118 | -13.118 | 36.9181 | 0.74135 | 34.9407 | 3.9653 | 17.085 | -5.9618 | 62.9208 | 2.6138 | 45.1358 | -2.9878 | 43.0051 | -6.7515 | 38.7508 | 0.29604 | 40.8279 | 2.8481
683 | 0.39306 | -8.4357 | 13.0518 | -8.6753 | 12.7872 | -13.1779 | 36.8955 | 0.68927 | 34.8779 | 3.9028 | 17.0162 | -6.0295 | 62.9038 | 2.5513 | 45.0808 | -3.0425 | 42.9971 | -6.7594 | 38.7337 | 0.23615 | 40.8099 | 2.7934
684 | 0.29369 | -8.5347 | 12.9731 | -8.7534 | 12.773 | -13.2378 | 36.8809 | 0.63719 | 34.8152 | 3.8403 | 16.9474 | -6.0972 | 62.8968 | 2.4888 | 45.0708 | -3.0972 | 42.9891 | -6.7673 | 38.725 | 0.17625 | 40.7919 | 2.7388
685 | 0.2985 | -8.5295 | 13.0193 | -8.7066 | 12.7587 | -13.2014 | 36.8664 | 0.66323 | 34.8697 | 3.895 | 16.9906 | -6.0529 | 62.8898 | 2.5408 | 45.084 | -3.0503 | 43.0462 | -6.7102 | 38.7162 | 0.22312 | 40.8038 | 2.783
686 | 0.3033 | -8.5243 | 13.0655 | -8.6597 | 12.7631 | -13.1649 | 36.8661 | 0.68927 | 34.9241 | 3.9497 | 17.0338 | -6.0086 | 62.9032 | 2.5929 | 45.1139 | -3.0034 | 43.1034 | -6.653 | 38.7229 | 0.27 | 40.8157 | 2.8273
687 | 0.3081 | -8.5191 | 13.1118 | -8.6128 | 12.7833 | -13.1284 | 36.8778 | 0.71531 | 34.9786 | 4.0044 | 17.077 | -5.9644 | 62.9337 | 2.645 | 45.1525 | -2.9566 | 43.1605 | -6.5959 | 38.7425 | 0.31688 | 40.8277 | 2.8716
688 | 0.25822 | -8.5685 | 13.1059 | -8.618 | 12.8034 | -13.1232 | 36.8896 | 0.71271 | 34.9653 | 3.9914 | 17.1046 | -5.9357 | 62.9642 | 2.6528 | 45.1656 | -2.9566 | 43.0848 | -6.6715 | 38.7622 | 0.30906 | 40.824 | 2.8872
689 | 0.20833 | -8.618 | 13.1001 | -8.6232 | 12.795 | -13.118 | 36.8783 | 0.7101 | 34.9521 | 3.9783 | 17.1321 | -5.9071 | 62.9652 | 2.6606 | 45.1653 | -2.9566 | 43.0092 | -6.7472 | 38.7528 | 0.30125 | 40.8203 | 2.9028
690 | 0.15845 | -8.6675 | 13.0942 | -8.6284 | 12.7623 | -13.1128 | 36.8474 | 0.7075 | 34.9388 | 3.9653 | 17.1597 | -5.8784 | 62.9412 | 2.6684 | 45.1318 | -2.9566 | 42.9335 | -6.8228 | 38.719 | 0.29344 | 40.8166 | 2.9184
691 | 0.051279 | -8.7743 | 13.0155 | -8.7066 | 12.7297 | -13.1831 | 36.8166 | 0.6476 | 34.8735 | 3.9002 | 17.0858 | -5.9514 | 62.9173 | 2.6111 | 45.0808 | -3.0321 | 43.0349 | -6.7214 | 38.6852 | 0.23354 | 40.7908 | 2.8299
692 | -0.055894 | -8.881 | 12.9367 | -8.7847 | 12.7021 | -13.2534 | 36.7952 | 0.58771 | 34.8081 | 3.8351 | 17.0118 | -6.0243 | 62.8986 | 2.5539 | 45.0277 | -3.1076 | 43.1363 | -6.6199 | 38.663 | 0.17365 | 40.7649 | 2.7414
693 | -0.16307 | -8.9878 | 12.8579 | -8.8628 | 12.6789 | -13.3238 | 36.7818 | 0.52781 | 34.7428 | 3.77 | 16.9378 | -6.0972 | 62.8843 | 2.4966 | 44.9736 | -3.1831 | 43.2377 | -6.5185 | 38.6506 | 0.11375 | 40.7391 | 2.6528
694 | -0.14003 | -8.9644 | 12.8963 | -8.8238 | 12.6556 | -13.2951 | 36.7685 | 0.56427 | 34.7947 | 3.8221 | 16.9941 | -6.0399 | 62.8701 | 2.5278 | 44.987 | -3.1336 | 43.1568 | -6.5994 | 38.6383 | 0.15281 | 40.7276 | 2.7127
695 | -0.11699 | -8.9409 | 12.9348 | -8.7847 | 12.6358 | -13.2665 | 36.7551 | 0.60073 | 34.8465 | 3.8742 | 17.0503 | -5.9826 | 62.8564 | 2.5591 | 45.0363 | -3.0842 | 43.0759 | -6.6802 | 38.6231 | 0.19187 | 40.7161 | 2.7726
696 | -0.093953 | -8.9175 | 12.9732 | -8.7456 | 12.6188 | -13.2378 | 36.7416 | 0.63719 | 34.8984 | 3.9263 | 17.1065 | -5.9253 | 62.8431 | 2.5903 | 45.034 | -3.0347 | 42.995 | -6.7611 | 38.6056 | 0.23094 | 40.7046 | 2.8325
697 | -0.16466 | -8.9878 | 12.9022 | -8.8159 | 12.6019 | -13.3003 | 36.7281 | 0.57208 | 34.82 | 3.8481 | 17.0534 | -5.9774 | 62.8298 | 2.5304 | 45.0042 | -3.1024 | 43.0938 | -6.6623 | 38.5881 | 0.15542 | 40.6957 | 2.757
698 | -0.23537 | -9.0581 | 12.8313 | -8.8863 | 12.5892 | -13.3628 | 36.7168 | 0.50698 | 34.7417 | 3.77 | 17.0003 | -6.0295 | 62.8235 | 2.4705 | 44.9641 | -3.1701 | 43.1926 | -6.5634 | 38.5733 | 0.079896 | 40.6868 | 2.6815
699 | -0.30608 | -9.1284 | 12.7603 | -8.9566 | 12.5803 | -13.4253 | 36.7073 | 0.44188 | 34.6633 | 3.6919 | 16.9472 | -6.0816 | 62.8233 | 2.4106 | 44.9184 | -3.2378 | 43.2914 | -6.4646 | 38.5607 | 0.004375 | 40.6779 | 2.6059
700 | -0.2544 | -9.0764 | 12.8144 | -8.9019 | 12.5714 | -13.3758 | 36.6978 | 0.49135 | 34.7334 | 3.7622 | 17.0008 | -6.0269 | 62.8231 | 2.4731 | 44.9413 | -3.1779 | 43.2131 | -6.5429 | 38.5481 | 0.059062 | 40.667 | 2.6632
701 | -0.20271 | -9.0243 | 12.8684 | -8.8472 | 12.5624 | -13.3264 | 36.6849 | 0.54083 | 34.8035 | 3.8325 | 17.0545 | -5.9722 | 62.8278 | 2.5356 | 45.0009 | -3.118 | 43.1349 | -6.6211 | 38.5391 | 0.11375 | 40.6562 | 2.7205
702 | -0.15102 | -8.9722 | 12.9225 | -8.7925 | 12.5535 | -13.2769 | 36.669 | 0.59031 | 34.8736 | 3.9028 | 17.1082 | -5.9175 | 62.8367 | 2.5981 | 45.0092 | -3.0581 | 43.0566 | -6.6994 | 38.5333 | 0.16844 | 40.6453 | 2.7778
703 | -0.21652 | -9.0373 | 12.8489 | -8.8654 | 12.5445 | -13.3446 | 36.6531 | 0.50698 | 34.8004 | 3.8299 | 17.0551 | -5.9696 | 62.8456 | 2.5513 | 44.9897 | -3.1154 | 43.1424 | -6.6136 | 38.5274 | 0.10073 | 40.6325 | 2.6971
704 | -0.28202 | -9.1024 | 12.7754 | -8.9383 | 12.5349 | -13.4123 | 36.6392 | 0.42365 | 34.7273 | 3.757 | 17.002 | -6.0217 | 62.854 | 2.5044 | 44.9604 | -3.1727 | 43.2281 | -6.5278 | 38.5229 | 0.033021 | 40.6197 | 2.6164
705 | -0.34752 | -9.1675 | 12.7018 | -9.0113 | 12.5247 | -13.48 | 36.6269 | 0.34031 | 34.6541 | 3.6841 | 16.9489 | -6.0738 | 62.8619 | 2.4575 | 44.9258 | -3.23 | 43.3139 | -6.442 | 38.5196 | -0.034688 | 40.607 | 2.5356
706 | -0.28541 | -9.105 | 12.7533 | -8.9592 | 12.5146 | -13.4279 | 36.6146 | 0.40281 | 34.706 | 3.7361 | 17.0025 | -6.0191 | 62.8698 | 2.5226 | 44.9607 | -3.1571 | 43.2747 | -6.4812 | 38.5163 | 0.030417 | 40.5974 | 2.5903
707 | -0.2233 | -9.0425 | 12.8047 | -8.9071 | 12.505 | -13.3758 | 36.6052 | 0.46531 | 34.7578 | 3.7882 | 17.0562 | -5.9644 | 62.8714 | 2.5877 | 45.0333 | -3.0842 | 43.2355 | -6.5204 | 38.5117 | 0.095521 | 40.5878 | 2.645
708 | -0.16119 | -8.98 | 12.8561 | -8.855 | 12.4959 | -13.3238 | 36.5983 | 0.52781 | 34.8097 | 3.8403 | 17.1099 | -5.9097 | 62.8675 | 2.6528 | 45.0433 | -3.0112 | 43.1962 | -6.5595 | 38.5058 | 0.16062 | 40.5783 | 2.6997
709 | -0.22669 | -9.0451 | 12.7904 | -8.9201 | 12.4868 | -13.3941 | 36.5915 | 0.44969 | 34.7574 | 3.7882 | 17.0568 | -5.9618 | 62.8635 | 2.5773 | 45.0191 | -3.0816 | 43.2091 | -6.5467 | 38.5 | 0.0825 | 40.5707 | 2.6346
710 | -0.29218 | -9.1102 | 12.7247 | -8.9852 | 12.4732 | -13.4644 | 36.5785 | 0.37156 | 34.7051 | 3.7361 | 17.0037 | -6.0139 | 62.8582 | 2.5018 | 44.9792 | -3.1519 | 43.222 | -6.5338 | 38.4888 | 0.004375 | 40.5631 | 2.5695
711 | -0.35768 | -9.1753 | 12.6589 | -9.0503 | 12.4555 | -13.5347 | 36.5601 | 0.29344 | 34.6528 | 3.6841 | 16.9506 | -6.0659 | 62.8517 | 2.4263 | 44.9309 | -3.2222 | 43.2348 | -6.5209 | 38.4727 | -0.07375 | 40.5555 | 2.5044
712 | -0.31119 | -9.1284 | 12.7078 | -9.0008 | 12.4378 | -13.4956 | 36.5417 | 0.33771 | 34.6968 | 3.7283 | 17.0017 | -6.0139 | 62.8451 | 2.4914 | 44.9488 | -3.1675 | 43.2138 | -6.5419 | 38.4566 | -0.024271 | 40.5623 | 2.5513
713 | -0.26471 | -9.0816 | 12.7566 | -8.9514 | 12.4406 | -13.4566 | 36.5446 | 0.38198 | 34.7409 | 3.7726 | 17.0528 | -5.9618 | 62.8628 | 2.5565 | 45.0032 | -3.1128 | 43.1928 | -6.5628 | 38.4632 | 0.025208 | 40.569 | 2.5981
714 | -0.21822 | -9.0347 | 12.8055 | -8.9019 | 12.4618 | -13.4175 | 36.5668 | 0.42625 | 34.7849 | 3.8169 | 17.1039 | -5.9097 | 62.9022 | 2.6216 | 45.0361 | -3.0581 | 43.1718 | -6.5838 | 38.4902 | 0.074688 | 40.5757 | 2.645
715 | -0.2134 | -9.0295 | 12.8022 | -8.9045 | 12.4831 | -13.4123 | 36.5889 | 0.42625 | 34.7873 | 3.8195 | 17.1107 | -5.9019 | 62.9416 | 2.6346 | 45.0569 | -3.0529 | 43.13 | -6.6256 | 38.5172 | 0.079896 | 40.5883 | 2.645
716 | -0.20858 | -9.0243 | 12.799 | -8.9071 | 12.4941 | -13.4071 | 36.6026 | 0.42625 | 34.7897 | 3.8221 | 17.1176 | -5.8941 | 62.9631 | 2.6476 | 45.0679 | -3.0477 | 43.0882 | -6.6674 | 38.5345 | 0.085104 | 40.6009 | 2.645
717 | -0.20376 | -9.0191 | 12.7957 | -8.9097 | 12.4956 | -13.4019 | 36.6086 | 0.42625 | 34.7921 | 3.8247 | 17.1244 | -5.8863 | 62.9683 | 2.6606 | 45.0733 | -3.0425 | 43.0464 | -6.7092 | 38.5429 | 0.090313 | 40.6135 | 2.645
718 | -0.20414 | -9.0191 | 12.7925 | -8.9123 | 12.4971 | -13.4019 | 36.6146 | 0.43927 | 34.8127 | 3.8455 | 17.1468 | -5.8628 | 62.9736 | 2.658 | 45.0801 | -3.0347 | 43.067 | -6.6885 | 38.5513 | 0.10333 | 40.6001 | 2.6502
719 | -0.20453 | -9.0191 | 12.7893 | -8.9149 | 12.4832 | -13.4019 | 36.606 | 0.45229 | 34.8333 | 3.8664 | 17.1693 | -5.8394 | 62.9667 | 2.6554 | 45.0877 | -3.0269 | 43.0877 | -6.6678 | 38.5431 | 0.11635 | 40.5866 | 2.6554
720 | -0.20491 | -9.0191 | 12.786 | -8.9175 | 12.4551 | -13.4019 | 36.584 | 0.46531 | 34.8539 | 3.8872 | 17.1918 | -5.8159 | 62.9486 | 2.6528 | 45.0692 | -3.0191 | 43.1084 | -6.6471 | 38.5195 | 0.12937 | 40.5731 | 2.6606
721 | -0.25738 | -9.0711 | 12.7333 | -8.9696 | 12.427 | -13.4566 | 36.5619 | 0.40802 | 34.7964 | 3.8299 | 17.1491 | -5.8576 | 62.9305 | 2.619 | 45.036 | -3.0711 | 43.0692 | -6.6863 | 38.4959 | 0.069479 | 40.5617 | 2.5981
722 | -0.30985 | -9.1232 | 12.6806 | -9.0217 | 12.4126 | -13.5113 | 36.5461 | 0.35073 | 34.7389 | 3.7726 | 17.1065 | -5.8993 | 62.9275 | 2.5851 | 45.0029 | -3.1232 | 43.0299 | -6.7255 | 38.4838 | 0.0095833 | 40.5502 | 2.5356
723 | -0.36231 | -9.1753 | 12.6279 | -9.0738 | 12.4108 | -13.5659 | 36.536 | 0.29344 | 34.6814 | 3.7153 | 17.0639 | -5.9409 | 62.9386 | 2.5513 | 44.9699 | -3.1753 | 42.9907 | -6.7647 | 38.4824 | -0.050313 | 40.5388 | 2.4731
724 | -0.3054 | -9.118 | 12.6871 | -9.0139 | 12.409 | -13.5113 | 36.5259 | 0.3325 | 34.728 | 3.7622 | 17.1436 | -5.8602 | 62.9497 | 2.6085 | 44.9927 | -3.1206 | 43.0192 | -6.7362 | 38.481 | 0.0095833 | 40.5455 | 2.5486
725 | -0.24849 | -9.0607 | 12.7464 | -8.954 | 12.4065 | -13.4566 | 36.5191 | 0.37156 | 34.7747 | 3.8091 | 17.2234 | -5.7795 | 62.9573 | 2.6658 | 45.0472 | -3.0659 | 43.0477 | -6.7077 | 38.4824 | 0.069479 | 40.5522 | 2.6242
726 | -0.19158 | -9.0034 | 12.8056 | -8.8941 | 12.4034 | -13.4019 | 36.5153 | 0.41063 | 34.8213 | 3.8559 | 17.3032 | -5.6988 | 62.9617 | 2.7231 | 45.0541 | -3.0112 | 43.0762 | -6.6792 | 38.4862 | 0.12937 | 40.5589 | 2.6997
727 | -0.24405 | -9.0555 | 12.7425 | -8.9566 | 12.4003 | -13.4618 | 36.5114 | 0.36375 | 34.7768 | 3.8117 | 17.2632 | -5.7378 | 62.9661 | 2.6736 | 45.034 | -3.0659 | 43.0942 | -6.6611 | 38.4901 | 0.077292 | 40.5598 | 2.6398
728 | -0.29651 | -9.1076 | 12.6794 | -9.0191 | 12.3939 | -13.5217 | 36.5138 | 0.31688 | 34.7324 | 3.7674 | 17.2232 | -5.7769 | 62.972 | 2.6242 | 45.0038 | -3.1206 | 43.1123 | -6.643 | 38.4954 | 0.025208 | 40.5607 | 2.5799
729 | -0.34898 | -9.1597 | 12.6162 | -9.0816 | 12.3845 | -13.5816 | 36.522 | 0.27 | 34.6879 | 3.7231 | 17.1831 | -5.8159 | 62.9791 | 2.5747 | 44.9678 | -3.1753 | 43.1304 | -6.6249 | 38.502 | -0.026875 | 40.5616 | 2.52
730 | -0.28946 | -9.0998 | 12.6677 | -9.0295 | 12.375 | -13.5373 | 36.5302 | 0.3351 | 34.7449 | 3.7804 | 17.2603 | -5.7378 | 62.9863 | 2.6398 | 44.986 | -3.1258 | 43.1172 | -6.638 | 38.5085 | 0.040833 | 40.5716 | 2.5695
731 | -0.22994 | -9.0399 | 12.7191 | -8.9774 | 12.3807 | -13.493 | 36.5508 | 0.40021 | 34.802 | 3.8377 | 17.3375 | -5.6597 | 63.0106 | 2.7049 | 45.0353 | -3.0764 | 43.104 | -6.6512 | 38.5309 | 0.10854 | 40.5816 | 2.619
732 | -0.17042 | -8.98 | 12.7706 | -8.9253 | 12.4006 | -13.4488 | 36.5833 | 0.46531 | 34.8591 | 3.895 | 17.4147 | -5.5816 | 63.0511 | 2.77 | 45.0687 | -3.0269 | 43.0908 | -6.6644 | 38.5683 | 0.17625 | 40.5915 | 2.6684
733 | -0.15778 | -8.967 | 12.77 | -8.9253 | 12.4205 | -13.4514 | 36.6157 | 0.46531 | 34.8745 | 3.9106 | 17.432 | -5.5633 | 63.0916 | 2.7856 | 45.093 | -3.0139 | 43.1089 | -6.6463 | 38.6057 | 0.18406 | 40.5918 | 2.671
734 | -0.14514 | -8.954 | 12.7693 | -8.9253 | 12.4131 | -13.454 | 36.6148 | 0.46531 | 34.8899 | 3.9263 | 17.4493 | -5.5451 | 63.0981 | 2.8013 | 45.1019 | -3.0008 | 43.127 | -6.6282 | 38.6117 | 0.19187 | 40.592 | 2.6736
735 | -0.13249 | -8.9409 | 12.7687 | -8.9253 | 12.3796 | -13.4566 | 36.5821 | 0.46531 | 34.9053 | 3.9419 | 17.4666 | -5.5269 | 63.0723 | 2.8169 | 45.1017 | -2.9878 | 43.145 | -6.6101 | 38.5878 | 0.19969 | 40.5922 | 2.6763
736 | -0.19016 | -8.9982 | 12.7004 | -8.993 | 12.3461 | -13.5191 | 36.5494 | 0.40021 | 34.84 | 3.8768 | 17.4396 | -5.5529 | 63.0465 | 2.7492 | 45.0653 | -3.0451 | 43.1475 | -6.6076 | 38.564 | 0.145 | 40.5762 | 2.6242
737 | -0.24783 | -9.0555 | 12.632 | -9.0607 | 12.3243 | -13.5816 | 36.5297 | 0.3351 | 34.7747 | 3.8117 | 17.4126 | -5.579 | 63.0329 | 2.6815 | 45.0077 | -3.1024 | 43.1499 | -6.6052 | 38.5491 | 0.090313 | 40.5602 | 2.5721
738 | -0.30549 | -9.1128 | 12.5637 | -9.1284 | 12.3138 | -13.6441 | 36.5224 | 0.27 | 34.7094 | 3.7466 | 17.3857 | -5.605 | 63.0311 | 2.6138 | 45.002 | -3.1597 | 43.1524 | -6.6027 | 38.543 | 0.035625 | 40.5442 | 2.52
739 | -0.24337 | -9.0503 | 12.6099 | -9.0816 | 12.3033 | -13.5998 | 36.5152 | 0.32208 | 34.756 | 3.7934 | 17.4655 | -5.5243 | 63.0294 | 2.6789 | 45.0264 | -3.0972 | 43.1887 | -6.5664 | 38.5369 | 0.079896 | 40.5353 | 2.5591
740 | -0.18124 | -8.9878 | 12.6562 | -9.0347 | 12.289 | -13.5555 | 36.5063 | 0.37417 | 34.8027 | 3.8403 | 17.5453 | -5.4435 | 63.0273 | 2.744 | 45.0589 | -3.0347 | 43.225 | -6.5301 | 38.5303 | 0.12417 | 40.5264 | 2.5981
741 | -0.11912 | -8.9253 | 12.7024 | -8.9878 | 12.2713 | -13.5113 | 36.4958 | 0.42625 | 34.8493 | 3.8872 | 17.6251 | -5.3628 | 63.0249 | 2.8091 | 45.0961 | -2.9722 | 43.2613 | -6.4937 | 38.5234 | 0.16844 | 40.5175 | 2.6372
742 | -0.16897 | -8.9748 | 12.6159 | -9.0738 | 12.2535 | -13.5894 | 36.4853 | 0.35333 | 34.7814 | 3.8195 | 17.5825 | -5.4045 | 63.0225 | 2.7388 | 45.0638 | -3.0451 | 43.2533 | -6.5017 | 38.5165 | 0.11115 | 40.5067 | 2.5773
743 | -0.21882 | -9.0243 | 12.5293 | -9.1597 | 12.2335 | -13.6675 | 36.4738 | 0.28042 | 34.7135 | 3.7518 | 17.5399 | -5.4461 | 63.0186 | 2.6684 | 44.9906 | -3.118 | 43.2453 | -6.5096 | 38.5054 | 0.053854 | 40.4959 | 2.5174
744 | -0.26867 | -9.0738 | 12.4427 | -9.2456 | 12.2114 | -13.7456 | 36.4615 | 0.2075 | 34.6456 | 3.6841 | 17.4974 | -5.4878 | 63.0131 | 2.5981 | 44.9747 | -3.1909 | 43.2373 | -6.5176 | 38.4903 | -0.0034375 | 40.4851 | 2.4575
745 | -0.20915 | -9.0139 | 12.4838 | -9.204 | 12.1892 | -13.7092 | 36.4493 | 0.25698 | 34.6844 | 3.7231 | 17.5642 | -5.4201 | 63.0076 | 2.658 | 44.9926 | -3.131 | 43.3127 | -6.4422 | 38.4752 | 0.025208 | 40.4638 | 2.4966
746 | -0.14962 | -8.954 | 12.5248 | -9.1623 | 12.1666 | -13.6727 | 36.4332 | 0.30646 | 34.7233 | 3.7622 | 17.631 | -5.3524 | 63.0042 | 2.7179 | 45.023 | -3.0711 | 43.388 | -6.3668 | 38.457 | 0.053854 | 40.4425 | 2.5356
747 | -0.090097 | -8.8941 | 12.5658 | -9.1206 | 12.1434 | -13.6363 | 36.4134 | 0.35594 | 34.7621 | 3.8013 | 17.6978 | -5.2847 | 63.0029 | 2.7778 | 45.0608 | -3.0112 | 43.4634 | -6.2915 | 38.4356 | 0.0825 | 40.4212 | 2.5747
748 | -0.15557 | -8.9592 | 12.4819 | -9.204 | 12.1203 | -13.717 | 36.3936 | 0.2674 | 34.6968 | 3.7361 | 17.6604 | -5.3211 | 63.0017 | 2.7153 | 45.0388 | -3.0685 | 43.3825 | -6.3723 | 38.4142 | 0.012188 | 40.3935 | 2.4731
749 | -0.22104 | -9.0243 | 12.3979 | -9.2873 | 12.0997 | -13.7977 | 36.3711 | 0.17885 | 34.6315 | 3.671 | 17.6231 | -5.3576 | 62.9977 | 2.6528 | 44.9813 | -3.1258 | 43.3016 | -6.4532 | 38.3954 | -0.058125 | 40.3658 | 2.3716
750 | -0.28652 | -9.0894 | 12.314 | -9.3706 | 12.0816 | -13.8784 | 36.346 | 0.090313 | 34.5662 | 3.6059 | 17.5857 | -5.3941 | 62.9911 | 2.5903 | 44.9741 | -3.1831 | 43.2207 | -6.5341 | 38.3791 | -0.12844 | 40.3381 | 2.27
751 | -0.22439 | -9.0269 | 12.3524 | -9.3316 | 12.0635 | -13.8316 | 36.3208 | 0.12937 | 34.5972 | 3.6372 | 17.6447 | -5.3342 | 62.9845 | 2.6398 | 44.9972 | -3.1232 | 43.3091 | -6.4456 | 38.3628 | -0.089375 | 40.3234 | 2.3247
752 | -0.16225 | -8.9644 | 12.3908 | -9.2925 | 12.0474 | -13.7847 | 36.3021 | 0.16844 | 34.6283 | 3.6684 | 17.7037 | -5.2743 | 62.9818 | 2.6893 | 45.0305 | -3.0633 | 43.3975 | -6.3572 | 38.3465 | -0.050313 | 40.3086 | 2.3794
753 | -0.10012 | -8.9019 | 12.4293 | -9.2534 | 12.0332 | -13.7378 | 36.29 | 0.2075 | 34.6593 | 3.6997 | 17.7627 | -5.2144 | 62.9829 | 2.7388 | 45.0701 | -3.0034 | 43.4859 | -6.2688 | 38.3302 | -0.01125 | 40.2938 | 2.4341
754 | -0.13955 | -8.9409 | 12.3661 | -9.3159 | 12.019 | -13.8107 | 36.2778 | 0.145 | 34.607 | 3.6476 | 17.7176 | -5.2586 | 62.9841 | 2.6919 | 45.0556 | -3.0503 | 43.405 | -6.3497 | 38.3139 | -0.081562 | 40.2798 | 2.369
755 | -0.17898 | -8.98 | 12.303 | -9.3784 | 12.0023 | -13.8836 | 36.2593 | 0.0825 | 34.5547 | 3.5955 | 17.6724 | -5.3029 | 62.9808 | 2.645 | 45.0084 | -3.0972 | 43.3241 | -6.4306 | 38.2977 | -0.15188 | 40.2657 | 2.3039
756 | -0.21841 | -9.0191 | 12.2399 | -9.4409 | 11.983 | -13.9566 | 36.2342 | 0.02 | 34.5024 | 3.5434 | 17.6273 | -5.3472 | 62.973 | 2.5981 | 45.0049 | -3.1441 | 43.2432 | -6.5115 | 38.2815 | -0.22219 | 40.2517 | 2.2388
757 | -0.17711 | -8.9774 | 12.2731 | -9.4071 | 11.9638 | -13.9201 | 36.2092 | 0.033021 | 34.5256 | 3.5669 | 17.6837 | -5.2899 | 62.9652 | 2.6294 | 45.0277 | -3.0894 | 43.3264 | -6.4283 | 38.2654 | -0.18313 | 40.2356 | 2.2596
758 | -0.13581 | -8.9357 | 12.3064 | -9.3732 | 11.9477 | -13.8836 | 36.1853 | 0.046042 | 34.5489 | 3.5903 | 17.7401 | -5.2326 | 62.9579 | 2.6606 | 45.0597 | -3.0347 | 43.4095 | -6.3451 | 38.2497 | -0.14406 | 40.2196 | 2.2804
759 | -0.094505 | -8.8941 | 12.3396 | -9.3394 | 11.9347 | -13.8472 | 36.1627 | 0.059062 | 34.5721 | 3.6138 | 17.7965 | -5.1753 | 62.9512 | 2.6919 | 45.0974 | -2.98 | 43.4927 | -6.2619 | 38.2346 | -0.105 | 40.2035 | 2.3013
760 | -0.13914 | -8.9383 | 12.2817 | -9.3967 | 11.9216 | -13.9071 | 36.14 | 0.0017708 | 34.5198 | 3.5617 | 17.754 | -5.217 | 62.9445 | 2.6476 | 45.0905 | -3.0139 | 43.4118 | -6.3428 | 38.2194 | -0.17271 | 40.1934 | 2.2622
761 | -0.18378 | -8.9826 | 12.2238 | -9.454 | 11.9114 | -13.967 | 36.1246 | -0.055521 | 34.4675 | 3.5096 | 17.7115 | -5.2586 | 62.9418 | 2.6033 | 45.0564 | -3.0477 | 43.3309 | -6.4236 | 38.2039 | -0.24042 | 40.1832 | 2.2231
762 | -0.22841 | -9.0269 | 12.1658 | -9.5113 | 11.904 | -14.0269 | 36.1167 | -0.11281 | 34.4152 | 3.4575 | 17.6689 | -5.3003 | 62.9432 | 2.5591 | 45.0602 | -3.0816 | 43.25 | -6.5045 | 38.1879 | -0.30812 | 40.1731 | 2.1841
763 | -0.17148 | -8.9696 | 12.2095 | -9.467 | 11.8967 | -13.98 | 36.1087 | -0.071146 | 34.4411 | 3.4835 | 17.7098 | -5.2586 | 62.9447 | 2.6059 | 45.0872 | -3.0269 | 43.3254 | -6.4291 | 38.1719 | -0.27167 | 40.1733 | 2.2023
764 | -0.11455 | -8.9123 | 12.2531 | -9.4227 | 11.9025 | -13.9331 | 36.1115 | -0.029479 | 34.4669 | 3.5096 | 17.7506 | -5.217 | 62.9594 | 2.6528 | 45.1262 | -2.9722 | 43.4007 | -6.3537 | 38.1704 | -0.23521 | 40.1735 | 2.2205
765 | -0.057622 | -8.855 | 12.2968 | -9.3784 | 11.9221 | -13.8863 | 36.1252 | 0.012188 | 34.4927 | 3.5356 | 17.7914 | -5.1753 | 62.9878 | 2.6997 | 45.1727 | -2.9175 | 43.4761 | -6.2784 | 38.184 | -0.19875 | 40.1738 | 2.2388
766 | -0.044963 | -8.842 | 12.2988 | -9.3758 | 11.9416 | -13.8915 | 36.139 | -0.00083333 | 34.5055 | 3.5486 | 17.8035 | -5.1623 | 63.0163 | 2.7101 | 45.1984 | -2.9045 | 43.4212 | -6.3332 | 38.1975 | -0.20656 | 40.1643 | 2.244
767 | -0.032303 | -8.829 | 12.3007 | -9.3732 | 11.9325 | -13.8967 | 36.1234 | -0.013854 | 34.5184 | 3.5617 | 17.8157 | -5.1493 | 63.0179 | 2.7205 | 45.2111 | -2.8915 | 43.3664 | -6.388 | 38.1817 | -0.21438 | 40.1547 | 2.2492
768 | -0.019643 | -8.8159 | 12.3027 | -9.3706 | 11.8933 | -13.9019 | 36.0772 | -0.026875 | 34.5312 | 3.5747 | 17.8279 | -5.1363 | 62.9915 | 2.7309 | 45.1917 | -2.8784 | 43.3115 | -6.4429 | 38.1352 | -0.22219 | 40.1452 | 2.2544
769 | -0.087711 | -8.8836 | 12.2344 | -9.4383 | 11.8542 | -13.9722 | 36.031 | -0.105 | 34.4502 | 3.494 | 17.7671 | -5.1961 | 62.9651 | 2.6684 | 45.1522 | -2.9409 | 43.3114 | -6.443 | 38.0887 | -0.30552 | 40.124 | 2.1893
770 | -0.15578 | -8.9514 | 12.1661 | -9.506 | 11.8294 | -14.0425 | 36.001 | -0.18313 | 34.3693 | 3.4132 | 17.7064 | -5.256 | 62.9486 | 2.6059 | 45.1144 | -3.0034 | 43.3112 | -6.4432 | 38.0611 | -0.38885 | 40.1028 | 2.1242
771 | -0.22385 | -9.0191 | 12.0977 | -9.5738 | 11.8197 | -14.1128 | 35.9882 | -0.26125 | 34.2884 | 3.3325 | 17.6457 | -5.3159 | 62.9425 | 2.5434 | 45.0778 | -3.0659 | 43.311 | -6.4433 | 38.0533 | -0.47219 | 40.0816 | 2.0591
772 | -0.17994 | -8.9748 | 12.1544 | -9.5165 | 11.8101 | -14.0607 | 35.9754 | -0.20917 | 34.3455 | 3.3898 | 17.7125 | -5.2482 | 62.9364 | 2.5929 | 45.1083 | -2.993 | 43.3187 | -6.4356 | 38.0456 | -0.40448 | 40.0721 | 2.1007
773 | -0.13602 | -8.9305 | 12.2111 | -9.4592 | 11.8043 | -14.0086 | 35.9671 | -0.15708 | 34.4026 | 3.4471 | 17.7794 | -5.1805 | 62.9323 | 2.6424 | 45.181 | -2.9201 | 43.3263 | -6.428 | 38.0384 | -0.33677 | 40.0625 | 2.1424
774 | -0.09211 | -8.8863 | 12.2678 | -9.4019 | 11.8026 | -13.9566 | 35.9635 | -0.105 | 34.4596 | 3.5044 | 17.8463 | -5.1128 | 62.9304 | 2.6919 | 45.2049 | -2.8472 | 43.334 | -6.4203 | 38.0318 | -0.26906 | 40.053 | 2.1841
775 | -0.13674 | -8.9305 | 12.2098 | -9.4592 | 11.801 | -14.0086 | 35.96 | -0.16229 | 34.4152 | 3.4601 | 17.7881 | -5.1701 | 62.9285 | 2.6398 | 45.1981 | -2.8889 | 43.3208 | -6.4335 | 38.0252 | -0.34719 | 40.0494 | 2.1294
776 | -0.18137 | -8.9748 | 12.1519 | -9.5165 | 11.7992 | -14.0607 | 35.9551 | -0.21958 | 34.3707 | 3.4158 | 17.73 | -5.2274 | 62.9303 | 2.5877 | 45.1815 | -2.9305 | 43.3076 | -6.4466 | 38.0181 | -0.42531 | 40.0457 | 2.0747
777 | -0.22599 | -9.0191 | 12.094 | -9.5738 | 11.7974 | -14.1128 | 35.9488 | -0.27687 | 34.3262 | 3.3716 | 17.6719 | -5.2847 | 62.9361 | 2.5356 | 45.1588 | -2.9722 | 43.2944 | -6.4598 | 38.0105 | -0.50344 | 40.0421 | 2.02
778 | -0.18208 | -8.9748 | 12.1507 | -9.5165 | 11.7956 | -14.0633 | 35.9425 | -0.2326 | 34.3599 | 3.4054 | 17.731 | -5.2248 | 62.9419 | 2.5981 | 45.1849 | -2.9149 | 43.3463 | -6.4079 | 38.0029 | -0.44094 | 40.043 | 2.0747
779 | -0.13817 | -8.9305 | 12.2074 | -9.4592 | 11.7925 | -14.0139 | 35.9362 | -0.18833 | 34.3935 | 3.4393 | 17.79 | -5.1649 | 62.9508 | 2.6606 | 45.2419 | -2.8576 | 43.3982 | -6.3559 | 37.9957 | -0.37844 | 40.0439 | 2.1294
780 | -0.09425 | -8.8863 | 12.264 | -9.4019 | 11.7881 | -13.9644 | 35.9299 | -0.14406 | 34.4272 | 3.4731 | 17.8491 | -5.105 | 62.9631 | 2.7231 | 45.2548 | -2.8003 | 43.4502 | -6.304 | 37.989 | -0.31594 | 40.0448 | 2.1841
781 | -0.13888 | -8.9305 | 12.2009 | -9.4644 | 11.7837 | -14.0191 | 35.9237 | -0.19875 | 34.3905 | 3.4367 | 17.8066 | -5.1467 | 62.9754 | 2.6867 | 45.2394 | -2.8472 | 43.3719 | -6.3823 | 37.9823 | -0.38885 | 40.0444 | 2.1346
782 | -0.1835 | -8.9748 | 12.1378 | -9.5269 | 11.7793 | -14.0738 | 35.9194 | -0.25344 | 34.3539 | 3.4002 | 17.7642 | -5.1883 | 62.989 | 2.6502 | 45.2165 | -2.8941 | 43.2936 | -6.4605 | 37.974 | -0.46177 | 40.044 | 2.0851
783 | -0.22813 | -9.0191 | 12.0747 | -9.5894 | 11.775 | -14.1284 | 35.9171 | -0.30812 | 34.3172 | 3.3638 | 17.7217 | -5.23 | 63.004 | 2.6138 | 45.1887 | -2.9409 | 43.2153 | -6.5388 | 37.9638 | -0.53469 | 40.0437 | 2.0356
784 | -0.18161 | -8.9722 | 12.134 | -9.5295 | 11.7708 | -14.0816 | 35.9149 | -0.25865 | 34.3743 | 3.421 | 17.7755 | -5.1753 | 63.0189 | 2.6789 | 45.2094 | -2.8889 | 43.2985 | -6.4556 | 37.9537 | -0.4826 | 40.0361 | 2.0799
785 | -0.13508 | -8.9253 | 12.1932 | -9.4696 | 11.7645 | -14.0347 | 35.9087 | -0.20917 | 34.4314 | 3.4783 | 17.8294 | -5.1206 | 63.0275 | 2.744 | 45.2612 | -2.8368 | 43.3816 | -6.3724 | 37.9483 | -0.43052 | 40.0285 | 2.1242
786 | -0.088563 | -8.8784 | 12.2525 | -9.4097 | 11.756 | -13.9878 | 35.8983 | -0.15969 | 34.4885 | 3.5356 | 17.8833 | -5.0659 | 63.029 | 2.8091 | 45.2712 | -2.7847 | 43.4648 | -6.2892 | 37.9482 | -0.37844 | 40.021 | 2.1684
787 | -0.14621 | -8.9357 | 12.1946 | -9.467 | 11.7475 | -14.0477 | 35.8879 | -0.2274 | 34.4388 | 3.4861 | 17.8278 | -5.1206 | 63.0306 | 2.7492 | 45.2541 | -2.8316 | 43.3917 | -6.3623 | 37.9481 | -0.42792 | 40.0108 | 2.1007
788 | -0.20385 | -8.993 | 12.1367 | -9.5243 | 11.7418 | -14.1076 | 35.8778 | -0.2951 | 34.3891 | 3.4367 | 17.7723 | -5.1753 | 63.0312 | 2.6893 | 45.2312 | -2.8784 | 43.3186 | -6.4354 | 37.9463 | -0.4774 | 40.0007 | 2.033
789 | -0.26149 | -9.0503 | 12.0788 | -9.5816 | 11.739 | -14.1675 | 35.8679 | -0.36281 | 34.3394 | 3.3872 | 17.7168 | -5.23 | 63.0308 | 2.6294 | 45.2046 | -2.9253 | 43.2455 | -6.5084 | 37.9425 | -0.52687 | 39.9906 | 1.9653
790 | -0.20716 | -8.9956 | 12.1303 | -9.5295 | 11.7363 | -14.1128 | 35.8581 | -0.31594 | 34.3835 | 3.4315 | 17.7863 | -5.1597 | 63.0304 | 2.6867 | 45.2287 | -2.868 | 43.3261 | -6.4279 | 37.9388 | -0.48521 | 39.9869 | 2.0174
791 | -0.15282 | -8.9409 | 12.1817 | -9.4774 | 11.7326 | -14.0581 | 35.8492 | -0.26906 | 34.4276 | 3.4757 | 17.8559 | -5.0894 | 63.029 | 2.744 | 45.2857 | -2.8107 | 43.4067 | -6.3473 | 37.9274 | -0.44354 | 39.9832 | 2.0695
792 | -0.098486 | -8.8863 | 12.2332 | -9.4253 | 11.7278 | -14.0034 | 35.8413 | -0.22219 | 34.4717 | 3.52 | 17.9254 | -5.0191 | 63.0266 | 2.8013 | 45.2878 | -2.7534 | 43.4872 | -6.2667 | 37.9074 | -0.40187 | 39.9796 | 2.1216
793 | -0.17175 | -8.9592 | 12.1675 | -9.4904 | 11.7231 | -14.0633 | 35.8334 | -0.28208 | 34.3985 | 3.4471 | 17.8673 | -5.0764 | 63.0241 | 2.7414 | 45.254 | -2.8264 | 43.4141 | -6.3398 | 37.8875 | -0.48 | 39.9753 | 2.0721
794 | -0.24502 | -9.0321 | 12.1018 | -9.5555 | 11.7187 | -14.1232 | 35.8271 | -0.34198 | 34.3254 | 3.3742 | 17.8092 | -5.1336 | 63.0196 | 2.6815 | 45.2142 | -2.8993 | 43.3411 | -6.4128 | 37.8736 | -0.55812 | 39.971 | 2.0226
795 | -0.31829 | -9.105 | 12.0361 | -9.6206 | 11.7148 | -14.1831 | 35.8226 | -0.40187 | 34.2523 | 3.3013 | 17.7511 | -5.1909 | 63.0127 | 2.6216 | 45.1705 | -2.9722 | 43.268 | -6.4859 | 37.8666 | -0.63625 | 39.9667 | 1.9731
796 | -0.25874 | -9.0451 | 12.0979 | -9.5581 | 11.7108 | -14.131 | 35.8181 | -0.3524 | 34.3146 | 3.3638 | 17.8102 | -5.131 | 63.0058 | 2.6658 | 45.1985 | -2.8967 | 43.359 | -6.3949 | 37.8596 | -0.57375 | 39.9598 | 2.0044
797 | -0.19919 | -8.9852 | 12.1598 | -9.4956 | 11.7096 | -14.079 | 35.8119 | -0.30292 | 34.3769 | 3.4263 | 17.8693 | -5.0711 | 63.0048 | 2.7101 | 45.2737 | -2.8211 | 43.4499 | -6.3039 | 37.8543 | -0.51125 | 39.9529 | 2.0356
798 | -0.13965 | -8.9253 | 12.2217 | -9.4331 | 11.7114 | -14.0269 | 35.8038 | -0.25344 | 34.4392 | 3.4888 | 17.9285 | -5.0113 | 63.0105 | 2.7544 | 45.2931 | -2.7456 | 43.5409 | -6.2129 | 37.851 | -0.44875 | 39.946 | 2.0669
799 | -0.19208 | -8.9774 | 12.169 | -9.4852 | 11.7132 | -14.0711 | 35.7958 | -0.31594 | 34.3739 | 3.4236 | 17.899 | -5.0399 | 63.0161 | 2.7231 | 45.2755 | -2.8029 | 43.4861 | -6.2677 | 37.8478 | -0.51385 | 39.9444 | 2.0278
800 | -0.24451 | -9.0295 | 12.1163 | -9.5373 | 11.7134 | -14.1154 | 35.7888 | -0.37844 | 34.3086 | 3.3585 | 17.8696 | -5.0685 | 63.0256 | 2.6919 | 45.2464 | -2.8602 | 43.4312 | -6.3226 | 37.8465 | -0.57896 | 39.9427 | 1.9888
801 | -0.29694 | -9.0816 | 12.0636 | -9.5894 | 11.712 | -14.1597 | 35.7832 | -0.44094 | 34.2433 | 3.2934 | 17.8402 | -5.0972 | 63.0395 | 2.6606 | 45.2097 | -2.9175 | 43.3763 | -6.3774 | 37.8473 | -0.64406 | 39.941 | 1.9497
802 | -0.25822 | -9.0425 | 12.1099 | -9.5425 | 11.7105 | -14.118 | 35.7775 | -0.39146 | 34.3134 | 3.3638 | 17.8941 | -5.0425 | 63.0534 | 2.7179 | 45.223 | -2.8706 | 43.3449 | -6.4088 | 37.8482 | -0.57896 | 39.953 | 1.9914
803 | -0.21951 | -9.0034 | 12.1562 | -9.4956 | 11.7218 | -14.0764 | 35.7899 | -0.34198 | 34.3836 | 3.4341 | 17.948 | -4.9878 | 63.0776 | 2.7752 | 45.2696 | -2.8237 | 43.3135 | -6.4402 | 37.865 | -0.51385 | 39.965 | 2.033
804 | -0.18079 | -8.9644 | 12.2024 | -9.4488 | 11.7477 | -14.0347 | 35.823 | -0.2925 | 34.4537 | 3.5044 | 18.0019 | -4.9331 | 63.1135 | 2.8325 | 45.2998 | -2.7769 | 43.2821 | -6.4716 | 37.9002 | -0.44875 | 39.977 | 2.0747
805 | -0.17593 | -8.9592 | 12.2148 | -9.4357 | 11.7736 | -14.0217 | 35.8561 | -0.27427 | 34.4535 | 3.5044 | 18.0324 | -4.9019 | 63.1493 | 2.8481 | 45.3191 | -2.7691 | 43.3028 | -6.4509 | 37.9353 | -0.44094 | 39.9766 | 2.0799
806 | -0.17107 | -8.954 | 12.2273 | -9.4227 | 11.775 | -14.0086 | 35.8636 | -0.25604 | 34.4533 | 3.5044 | 18.0629 | -4.8706 | 63.1603 | 2.8638 | 45.3228 | -2.7612 | 43.3234 | -6.4303 | 37.9402 | -0.43312 | 39.9762 | 2.0851
807 | -0.1662 | -8.9488 | 12.2397 | -9.4097 | 11.7483 | -13.9956 | 35.8414 | -0.23781 | 34.4531 | 3.5044 | 18.0934 | -4.8394 | 63.1425 | 2.8794 | 45.3162 | -2.7534 | 43.3441 | -6.4096 | 37.9101 | -0.42531 | 39.9758 | 2.0903
808 | -0.22905 | -9.0113 | 12.174 | -9.4748 | 11.7215 | -14.0581 | 35.8192 | -0.29771 | 34.4086 | 3.4601 | 18.0431 | -4.8889 | 63.1247 | 2.8299 | 45.2761 | -2.8159 | 43.3726 | -6.3811 | 37.8799 | -0.49042 | 39.9676 | 2.0382
809 | -0.29189 | -9.0738 | 12.1082 | -9.5399 | 11.7079 | -14.1206 | 35.8102 | -0.3576 | 34.3642 | 3.4158 | 17.9929 | -4.9383 | 63.1193 | 2.7804 | 45.2133 | -2.8784 | 43.401 | -6.3526 | 37.866 | -0.55552 | 39.9595 | 1.9861
810 | -0.35474 | -9.1363 | 12.0425 | -9.605 | 11.7098 | -14.1831 | 35.8168 | -0.4175 | 34.3197 | 3.3716 | 17.9427 | -4.9878 | 63.1286 | 2.7309 | 45.204 | -2.9409 | 43.4295 | -6.3241 | 37.8711 | -0.62062 | 39.9513 | 1.9341
811 | -0.30039 | -9.0816 | 12.107 | -9.5399 | 11.7116 | -14.118 | 35.8233 | -0.34719 | 34.3872 | 3.4393 | 18.02 | -4.9097 | 63.1378 | 2.796 | 45.2308 | -2.8758 | 43.4007 | -6.3529 | 37.8763 | -0.54771 | 39.962 | 2.0018
812 | -0.24605 | -9.0269 | 12.1715 | -9.4748 | 11.7132 | -14.0529 | 35.8282 | -0.27687 | 34.4547 | 3.507 | 18.0974 | -4.8316 | 63.1481 | 2.8611 | 45.2652 | -2.8107 | 43.3719 | -6.3817 | 37.8846 | -0.47479 | 39.9727 | 2.0695
813 | -0.1917 | -8.9722 | 12.236 | -9.4097 | 11.7143 | -13.9878 | 35.8312 | -0.20656 | 34.5222 | 3.5747 | 18.1748 | -4.7534 | 63.1596 | 2.9263 | 45.3046 | -2.7456 | 43.3431 | -6.4105 | 37.8967 | -0.40187 | 39.9833 | 2.1372
814 | -0.24413 | -9.0243 | 12.1807 | -9.4644 | 11.7154 | -14.0451 | 35.8343 | -0.26646 | 34.47 | 3.5226 | 18.1506 | -4.7769 | 63.1711 | 2.8872 | 45.2849 | -2.8055 | 43.3689 | -6.3846 | 37.9088 | -0.44615 | 39.9895 | 2.0981
815 | -0.29656 | -9.0764 | 12.1254 | -9.5191 | 11.7138 | -14.1024 | 35.8359 | -0.32635 | 34.4177 | 3.4705 | 18.1264 | -4.8003 | 63.1796 | 2.8481 | 45.2248 | -2.8654 | 43.3948 | -6.3587 | 37.9175 | -0.49042 | 39.9956 | 2.0591
816 | -0.34898 | -9.1284 | 12.0701 | -9.5738 | 11.7089 | -14.1597 | 35.8359 | -0.38625 | 34.3654 | 3.4184 | 18.1022 | -4.8238 | 63.1847 | 2.8091 | 45.2113 | -2.9253 | 43.4207 | -6.3328 | 37.9222 | -0.53469 | 40.0017 | 2.02
817 | -0.31026 | -9.0894 | 12.1138 | -9.5295 | 11.7041 | -14.1128 | 35.8359 | -0.32896 | 34.4225 | 3.4757 | 18.1744 | -4.7508 | 63.1898 | 2.8559 | 45.23 | -2.8732 | 43.3919 | -6.3616 | 37.9269 | -0.4826 | 40.0014 | 2.0565
818 | -0.27154 | -9.0503 | 12.1575 | -9.4852 | 11.6967 | -14.0659 | 35.838 | -0.27167 | 34.4796 | 3.533 | 18.2466 | -4.6779 | 63.1955 | 2.9028 | 45.2557 | -2.8211 | 43.363 | -6.3904 | 37.9315 | -0.43052 | 40.001 | 2.0929
819 | -0.23282 | -9.0113 | 12.2011 | -9.4409 | 11.6861 | -14.0191 | 35.8426 | -0.21438 | 34.5367 | 3.5903 | 18.3188 | -4.605 | 63.202 | 2.9497 | 45.2862 | -2.7691 | 43.3342 | -6.4192 | 37.9361 | -0.37844 | 40.0006 | 2.1294
820 | -0.28003 | -9.0581 | 12.1406 | -9.5008 | 11.6755 | -14.0816 | 35.8472 | -0.25865 | 34.4949 | 3.5486 | 18.2946 | -4.6284 | 63.2086 | 2.9184 | 45.2677 | -2.8211 | 43.3627 | -6.3907 | 37.9406 | -0.4175 | 40.0035 | 2.0955
821 | -0.32725 | -9.105 | 12.0801 | -9.5607 | 11.6653 | -14.1441 | 35.8544 | -0.30292 | 34.453 | 3.507 | 18.2704 | -4.6519 | 63.2187 | 2.8872 | 45.2154 | -2.8732 | 43.3912 | -6.3622 | 37.9507 | -0.45656 | 40.0064 | 2.0617
822 | -0.37446 | -9.1519 | 12.0196 | -9.6206 | 11.6554 | -14.2066 | 35.8648 | -0.34719 | 34.4111 | 3.4653 | 18.2462 | -4.6753 | 63.233 | 2.8559 | 45.202 | -2.9253 | 43.4197 | -6.3337 | 37.9674 | -0.49562 | 40.0093 | 2.0278
823 | -0.32272 | -9.0998 | 12.0737 | -9.5659 | 11.6455 | -14.1649 | 35.8752 | -0.28469 | 34.4709 | 3.5252 | 18.3236 | -4.5972 | 63.2473 | 2.9132 | 45.2158 | -2.8836 | 43.4065 | -6.3469 | 37.9842 | -0.42531 | 40.007 | 2.0721
824 | -0.27098 | -9.0477 | 12.1278 | -9.5113 | 11.6317 | -14.1232 | 35.8792 | -0.22219 | 34.5306 | 3.5851 | 18.401 | -4.5191 | 63.2543 | 2.9705 | 45.2326 | -2.842 | 43.3933 | -6.3601 | 37.9933 | -0.355 | 40.0047 | 2.1164
825 | -0.21923 | -8.9956 | 12.1819 | -9.4566 | 11.6131 | -14.0816 | 35.8754 | -0.15969 | 34.5903 | 3.645 | 18.4784 | -4.4409 | 63.2523 | 3.0278 | 45.2514 | -2.8003 | 43.3801 | -6.3732 | 37.9931 | -0.28469 | 40.0024 | 2.1606
826 | -0.28207 | -9.0581 | 12.1006 | -9.5373 | 11.5945 | -14.1545 | 35.8716 | -0.22479 | 34.5198 | 3.5747 | 18.4491 | -4.4696 | 63.2504 | 2.9705 | 45.2193 | -2.868 | 43.3981 | -6.3552 | 37.9929 | -0.34979 | 39.9928 | 2.0981
827 | -0.34491 | -9.1206 | 12.0192 | -9.618 | 11.5739 | -14.2274 | 35.8668 | -0.2899 | 34.4493 | 3.5044 | 18.4197 | -4.4982 | 63.2459 | 2.9132 | 45.1513 | -2.9357 | 43.4162 | -6.3371 | 37.9886 | -0.4149 | 39.9833 | 2.0356
828 | -0.40775 | -9.1831 | 11.9379 | -9.6988 | 11.5511 | -14.3003 | 35.8605 | -0.355 | 34.3788 | 3.4341 | 18.3903 | -4.5269 | 63.2383 | 2.8559 | 45.1265 | -3.0034 | 43.4343 | -6.319 | 37.9795 | -0.48 | 39.9738 | 1.9731
829 | -0.37423 | -9.1493 | 11.9711 | -9.6649 | 11.5283 | -14.2743 | 35.8543 | -0.30552 | 34.4202 | 3.4757 | 18.4443 | -4.4722 | 63.2308 | 2.895 | 45.1322 | -2.967 | 43.4289 | -6.3244 | 37.9704 | -0.43573 | 39.9553 | 2.0174
830 | -0.34072 | -9.1154 | 12.0044 | -9.631 | 11.5002 | -14.2482 | 35.8402 | -0.25604 | 34.4617 | 3.5174 | 18.4982 | -4.4175 | 63.2229 | 2.9341 | 45.1418 | -2.9305 | 43.4235 | -6.3298 | 37.9559 | -0.39146 | 39.9367 | 2.0617
831 | -0.3072 | -9.0816 | 12.0377 | -9.5972 | 11.4658 | -14.2222 | 35.8165 | -0.20656 | 34.5032 | 3.5591 | 18.5522 | -4.3628 | 63.2147 | 2.9731 | 45.1542 | -2.8941 | 43.4181 | -6.3351 | 37.9349 | -0.34719 | 39.9181 | 2.1059
832 | -0.37004 | -9.1441 | 11.9459 | -9.6883 | 11.4314 | -14.3107 | 35.7928 | -0.29771 | 34.4197 | 3.4757 | 18.5229 | -4.3915 | 63.2065 | 2.921 | 45.1135 | -2.9722 | 43.4857 | -6.2676 | 37.9138 | -0.42792 | 39.8917 | 2.007
833 | -0.43287 | -9.2066 | 11.8542 | -9.7795 | 11.4013 | -14.3993 | 35.7701 | -0.38885 | 34.3362 | 3.3924 | 18.4935 | -4.4201 | 63.1973 | 2.869 | 45.0351 | -3.0503 | 43.5532 | -6.2 | 37.8948 | -0.50865 | 39.8652 | 1.908
834 | -0.49571 | -9.2691 | 11.7624 | -9.8706 | 11.3765 | -14.4878 | 35.7488 | -0.48 | 34.2526 | 3.3091 | 18.4641 | -4.4488 | 63.187 | 2.8169 | 45.0127 | -3.1284 | 43.6207 | -6.1325 | 37.8783 | -0.58937 | 39.8388 | 1.8091
835 | -0.42834 | -9.2014 | 11.8009 | -9.8316 | 11.3516 | -14.4514 | 35.7275 | -0.43573 | 34.2993 | 3.3559 | 18.5259 | -4.3863 | 63.1767 | 2.8455 | 45.0302 | -3.0711 | 43.545 | -6.2081 | 37.8618 | -0.5451 | 39.8378 | 1.8585
836 | -0.36096 | -9.1336 | 11.8393 | -9.7925 | 11.3409 | -14.4149 | 35.7255 | -0.39146 | 34.346 | 3.4028 | 18.5877 | -4.3238 | 63.18 | 2.8742 | 45.0648 | -3.0139 | 43.4693 | -6.2838 | 37.8618 | -0.50083 | 39.8368 | 1.908
837 | -0.29359 | -9.0659 | 11.8778 | -9.7534 | 11.3479 | -14.3784 | 35.7477 | -0.34719 | 34.3927 | 3.4497 | 18.6495 | -4.2613 | 63.2005 | 2.9028 | 45.1114 | -2.9566 | 43.3936 | -6.3595 | 37.8825 | -0.45656 | 39.8358 | 1.9575
838 | -0.28351 | -9.0555 | 11.8616 | -9.7691 | 11.3548 | -14.3967 | 35.77 | -0.34458 | 34.3821 | 3.4393 | 18.6827 | -4.2274 | 63.2209 | 2.9158 | 45.1353 | -2.9487 | 43.482 | -6.2711 | 37.9032 | -0.45656 | 39.8212 | 1.9549
839 | -0.27343 | -9.0451 | 11.8454 | -9.7847 | 11.3329 | -14.4149 | 35.7619 | -0.34198 | 34.3715 | 3.4289 | 18.7158 | -4.1935 | 63.2201 | 2.9289 | 45.1429 | -2.9409 | 43.5704 | -6.1827 | 37.8959 | -0.45656 | 39.8065 | 1.9523
840 | -0.26335 | -9.0347 | 11.8291 | -9.8003 | 11.2743 | -14.4331 | 35.7153 | -0.33937 | 34.3609 | 3.4184 | 18.749 | -4.1597 | 63.1925 | 2.9419 | 45.1193 | -2.9331 | 43.6588 | -6.0943 | 37.8534 | -0.45656 | 39.7918 | 1.9497
841 | -0.33399 | -9.105 | 11.7426 | -9.8863 | 11.2157 | -14.5269 | 35.6688 | -0.43052 | 34.2852 | 3.3429 | 18.6858 | -4.2222 | 63.1648 | 2.8768 | 45.0733 | -3.0008 | 43.5752 | -6.1778 | 37.8108 | -0.53729 | 39.7536 | 1.8481
842 | -0.40464 | -9.1753 | 11.6561 | -9.9722 | 11.1691 | -14.6206 | 35.6299 | -0.52167 | 34.2095 | 3.2674 | 18.6226 | -4.2847 | 63.1432 | 2.8117 | 45.031 | -3.0685 | 43.4917 | -6.2613 | 37.7769 | -0.61802 | 39.7155 | 1.7466
843 | -0.47528 | -9.2456 | 11.5695 | -10.0581 | 11.138 | -14.7144 | 35.6007 | -0.61281 | 34.1338 | 3.1919 | 18.5594 | -4.3472 | 63.1296 | 2.7466 | 44.9916 | -3.1362 | 43.4082 | -6.3448 | 37.7538 | -0.69875 | 39.6773 | 1.645
844 | -0.40791 | -9.1779 | 11.595 | -10.0321 | 11.1069 | -14.6857 | 35.5716 | -0.58417 | 34.1623 | 3.2205 | 18.629 | -4.2769 | 63.1159 | 2.7804 | 45.0139 | -3.0685 | 43.507 | -6.246 | 37.7308 | -0.6675 | 39.6549 | 1.6997
845 | -0.34053 | -9.1102 | 11.6204 | -10.006 | 11.0794 | -14.6571 | 35.5455 | -0.55552 | 34.1907 | 3.2492 | 18.6986 | -4.2066 | 63.1051 | 2.8143 | 45.0814 | -3.0008 | 43.6058 | -6.1472 | 37.7105 | -0.63625 | 39.6325 | 1.7544
846 | -0.27316 | -9.0425 | 11.6459 | -9.98 | 11.0567 | -14.6284 | 35.5236 | -0.52687 | 34.2192 | 3.2778 | 18.7682 | -4.1363 | 63.0982 | 2.8481 | 45.0943 | -2.9331 | 43.7046 | -6.0484 | 37.6937 | -0.605 | 39.61 | 1.8091
847 | -0.31255 | -9.0816 | 11.5802 | -10.0451 | 11.0341 | -14.6961 | 35.5016 | -0.59458 | 34.1461 | 3.2049 | 18.7181 | -4.1857 | 63.0912 | 2.8039 | 45.0672 | -2.9982 | 43.6367 | -6.1163 | 37.6768 | -0.6649 | 39.5875 | 1.7127
848 | -0.35195 | -9.1206 | 11.5145 | -10.1102 | 11.0156 | -14.7639 | 35.4809 | -0.66229 | 34.073 | 3.132 | 18.6679 | -4.2352 | 63.0917 | 2.7596 | 45.0346 | -3.0633 | 43.5688 | -6.1841 | 37.6635 | -0.72479 | 39.5649 | 1.6164
849 | -0.39134 | -9.1597 | 11.4488 | -10.1753 | 11.0025 | -14.8316 | 35.4617 | -0.73 | 33.9999 | 3.0591 | 18.6178 | -4.2847 | 63.1017 | 2.7153 | 44.998 | -3.1284 | 43.5009 | -6.252 | 37.6547 | -0.78469 | 39.5423 | 1.52
850 | -0.32657 | -9.0946 | 11.4977 | -10.1258 | 10.9894 | -14.7925 | 35.4425 | -0.70396 | 34.0492 | 3.1085 | 18.69 | -4.2118 | 63.1117 | 2.7752 | 45.0228 | -3.0581 | 43.5997 | -6.1532 | 37.6458 | -0.74562 | 39.5264 | 1.5695
851 | -0.2618 | -9.0295 | 11.5465 | -10.0764 | 10.9766 | -14.7534 | 35.4233 | -0.67792 | 34.0985 | 3.158 | 18.7622 | -4.1389 | 63.1132 | 2.8351 | 45.0928 | -2.9878 | 43.6985 | -6.0544 | 37.6315 | -0.70656 | 39.5105 | 1.619
852 | -0.19702 | -8.9644 | 11.5954 | -10.0269 | 10.9642 | -14.7144 | 35.4041 | -0.65187 | 34.1478 | 3.2075 | 18.8345 | -4.0659 | 63.1036 | 2.895 | 45.118 | -2.9175 | 43.7973 | -5.9556 | 37.6102 | -0.6675 | 39.4946 | 1.6684
853 | -0.23381 | -9.0008 | 11.5323 | -10.0894 | 10.9518 | -14.7717 | 35.3848 | -0.71177 | 34.0825 | 3.1424 | 18.7791 | -4.1206 | 63.094 | 2.8221 | 45.1101 | -2.9566 | 43.7112 | -6.0417 | 37.5888 | -0.74302 | 39.4838 | 1.6033
854 | -0.2706 | -9.0373 | 11.4692 | -10.1519 | 10.9437 | -14.829 | 35.3678 | -0.77167 | 34.0172 | 3.0773 | 18.7237 | -4.1753 | 63.0865 | 2.7492 | 45.0995 | -2.9956 | 43.6251 | -6.1278 | 37.5696 | -0.81854 | 39.4729 | 1.5382
855 | -0.30739 | -9.0738 | 11.4061 | -10.2144 | 10.9412 | -14.8863 | 35.3539 | -0.83156 | 33.9519 | 3.0122 | 18.6684 | -4.23 | 63.0816 | 2.6763 | 45.0869 | -3.0347 | 43.539 | -6.2139 | 37.5535 | -0.89406 | 39.4621 | 1.4731
856 | -0.22439 | -8.9904 | 11.4655 | -10.1545 | 10.9387 | -14.8368 | 35.3399 | -0.80292 | 34.0012 | 3.0617 | 18.7276 | -4.1701 | 63.0767 | 2.7335 | 45.1305 | -2.9487 | 43.6482 | -6.1047 | 37.5373 | -0.855 | 39.4598 | 1.5122
857 | -0.14138 | -8.9071 | 11.5248 | -10.0946 | 10.948 | -14.7873 | 35.3353 | -0.77427 | 34.0505 | 3.1111 | 18.7868 | -4.1102 | 63.0868 | 2.7908 | 45.2162 | -2.8628 | 43.7574 | -5.9955 | 37.5335 | -0.81594 | 39.4576 | 1.5513
858 | -0.058381 | -8.8238 | 11.5841 | -10.0347 | 10.9732 | -14.7378 | 35.3431 | -0.74562 | 34.0998 | 3.1606 | 18.846 | -4.0503 | 63.1167 | 2.8481 | 45.2689 | -2.7769 | 43.8666 | -5.8863 | 37.5461 | -0.77687 | 39.4553 | 1.5903
859 | -0.045689 | -8.8107 | 11.5887 | -10.0295 | 10.9984 | -14.7326 | 35.3509 | -0.75604 | 34.0892 | 3.1502 | 18.8532 | -4.0425 | 63.1466 | 2.8533 | 45.2969 | -2.7717 | 43.7804 | -5.9724 | 37.5587 | -0.78729 | 39.4445 | 1.5695
860 | -0.032997 | -8.7977 | 11.5933 | -10.0243 | 11.0018 | -14.7274 | 35.3402 | -0.76646 | 34.0786 | 3.1398 | 18.8603 | -4.0347 | 63.1531 | 2.8585 | 45.3076 | -2.7665 | 43.6943 | -6.0585 | 37.5507 | -0.79771 | 39.4338 | 1.5486
861 | -0.020305 | -8.7847 | 11.5979 | -10.0191 | 10.9758 | -14.7222 | 35.3048 | -0.77687 | 34.068 | 3.1294 | 18.8675 | -4.0269 | 63.1281 | 2.8638 | 45.3052 | -2.7612 | 43.6082 | -6.1446 | 37.5151 | -0.80812 | 39.423 | 1.5278
862 | -0.067509 | -8.8316 | 11.5583 | -10.0581 | 10.9499 | -14.7743 | 35.2694 | -0.83417 | 34.0105 | 3.0721 | 18.8173 | -4.0764 | 63.1032 | 2.8117 | 45.2877 | -2.7899 | 43.6992 | -6.0536 | 37.4795 | -0.86542 | 39.407 | 1.4888
863 | -0.11471 | -8.8784 | 11.5186 | -10.0972 | 10.9391 | -14.8264 | 35.2455 | -0.89146 | 33.9531 | 3.0148 | 18.7672 | -4.1258 | 63.0911 | 2.7596 | 45.2588 | -2.8185 | 43.7902 | -5.9626 | 37.4571 | -0.92271 | 39.3909 | 1.4497
864 | -0.16192 | -8.9253 | 11.479 | -10.1363 | 10.9488 | -14.8784 | 35.2371 | -0.94875 | 33.8956 | 2.9575 | 18.7171 | -4.1753 | 63.0964 | 2.7075 | 45.268 | -2.8472 | 43.8811 | -5.8716 | 37.4526 | -0.98 | 39.3749 | 1.4106
865 | -0.097139 | -8.8602 | 11.5331 | -10.0816 | 10.9586 | -14.8107 | 35.2286 | -0.91229 | 33.9397 | 3.0018 | 18.7789 | -4.1128 | 63.1017 | 2.7648 | 45.3062 | -2.7821 | 43.808 | -5.9447 | 37.4481 | -0.93573 | 39.3707 | 1.4471
866 | -0.032362 | -8.7951 | 11.5872 | -10.0269 | 10.9657 | -14.743 | 35.2176 | -0.87583 | 33.9838 | 3.046 | 18.8408 | -4.0503 | 63.1069 | 2.8221 | 45.3471 | -2.717 | 43.7349 | -6.0178 | 37.4373 | -0.89146 | 39.3666 | 1.4835
867 | 0.032415 | -8.73 | 11.6413 | -9.9722 | 10.9694 | -14.6753 | 35.203 | -0.83937 | 34.0279 | 3.0903 | 18.9026 | -3.9878 | 63.1121 | 2.8794 | 45.3899 | -2.6519 | 43.6618 | -6.0908 | 37.418 | -0.84719 | 39.3624 | 1.52
868 | -0.022599 | -8.7847 | 11.5912 | -10.0217 | 10.973 | -14.7274 | 35.1884 | -0.89927 | 33.973 | 3.0356 | 18.8473 | -4.0425 | 63.1172 | 2.8377 | 45.3876 | -2.6883 | 43.7502 | -6.0025 | 37.3987 | -0.92271 | 39.3587 | 1.4705
869 | -0.077614 | -8.8394 | 11.5411 | -10.0711 | 10.9798 | -14.7795 | 35.1788 | -0.95917 | 33.9182 | 2.9809 | 18.7919 | -4.0972 | 63.1234 | 2.796 | 45.3509 | -2.7248 | 43.8386 | -5.9141 | 37.3833 | -0.99823 | 39.355 | 1.421
870 | -0.13263 | -8.8941 | 11.4911 | -10.1206 | 10.9911 | -14.8316 | 35.1761 | -1.0191 | 33.8633 | 2.9263 | 18.7366 | -4.1519 | 63.131 | 2.7544 | 45.3522 | -2.7612 | 43.9269 | -5.8257 | 37.373 | -1.0737 | 39.3513 | 1.3716
871 | -0.065245 | -8.8264 | 11.5582 | -10.0529 | 11.0024 | -14.7613 | 35.1734 | -0.96958 | 33.9204 | 2.9835 | 18.7958 | -4.092 | 63.1386 | 2.8065 | 45.3827 | -2.704 | 43.8408 | -5.9118 | 37.3627 | -1.0243 | 39.3491 | 1.421
872 | 0.0021368 | -8.7586 | 11.6253 | -9.9852 | 11.0103 | -14.6909 | 35.1682 | -0.9201 | 33.9775 | 3.0408 | 18.8551 | -4.0321 | 63.1447 | 2.8585 | 45.4157 | -2.6467 | 43.7547 | -5.9979 | 37.3508 | -0.97479 | 39.3469 | 1.4705
873 | 0.069519 | -8.6909 | 11.6924 | -9.9175 | 11.0136 | -14.6206 | 35.1597 | -0.87062 | 34.0346 | 3.0981 | 18.9143 | -3.9722 | 63.1486 | 2.9106 | 45.4506 | -2.5894 | 43.6686 | -6.084 | 37.3365 | -0.92531 | 39.3447 | 1.52
874 | 0.0040898 | -8.756 | 11.6528 | -9.9566 | 11.0169 | -14.6753 | 35.1511 | -0.93052 | 33.9772 | 3.0408 | 18.8668 | -4.0191 | 63.1526 | 2.8716 | 45.4407 | -2.6336 | 43.6997 | -6.0529 | 37.3223 | -0.99562 | 39.3436 | 1.4627
875 | -0.06134 | -8.8211 | 11.6131 | -9.9956 | 11.022 | -14.73 | 35.1439 | -0.99042 | 33.9197 | 2.9835 | 18.8193 | -4.0659 | 63.1552 | 2.8325 | 45.3961 | -2.6779 | 43.7307 | -6.0218 | 37.3102 | -1.0659 | 39.3425 | 1.4054
876 | -0.12677 | -8.8863 | 11.5735 | -10.0347 | 11.0294 | -14.7847 | 35.1386 | -1.0503 | 33.8622 | 2.9263 | 18.7718 | -4.1128 | 63.1559 | 2.7934 | 45.3895 | -2.7222 | 43.7618 | -5.9907 | 37.3012 | -1.1362 | 39.3414 | 1.3481
877 | -0.069802 | -8.829 | 11.6328 | -9.9748 | 11.0369 | -14.7196 | 35.1333 | -1.006 | 33.9272 | 2.9914 | 18.8415 | -4.0425 | 63.1566 | 2.8299 | 45.4124 | -2.6727 | 43.72 | -6.0326 | 37.2922 | -1.0894 | 39.3451 | 1.4106
878 | -0.012835 | -8.7717 | 11.6921 | -9.9149 | 11.0433 | -14.6545 | 35.1273 | -0.96177 | 33.9921 | 3.0565 | 18.9111 | -3.9722 | 63.155 | 2.8664 | 45.4391 | -2.6232 | 43.6781 | -6.0744 | 37.2816 | -1.0425 | 39.3488 | 1.4731
879 | 0.044132 | -8.7144 | 11.7514 | -9.855 | 11.0481 | -14.5894 | 35.1202 | -0.9175 | 34.057 | 3.1216 | 18.9808 | -3.9019 | 63.15 | 2.9028 | 45.4688 | -2.5737 | 43.6363 | -6.1162 | 37.2687 | -0.99562 | 39.3525 | 1.5356
880 | -0.016087 | -8.7743 | 11.7144 | -9.8915 | 11.0529 | -14.6363 | 35.1132 | -0.96958 | 33.9996 | 3.0643 | 18.9281 | -3.954 | 63.1451 | 2.8611 | 45.4599 | -2.6128 | 43.7142 | -6.0383 | 37.2559 | -1.0607 | 39.3552 | 1.4835
881 | -0.076307 | -8.8342 | 11.6773 | -9.9279 | 11.0621 | -14.6831 | 35.1119 | -1.0217 | 33.9421 | 3.007 | 18.8754 | -4.006 | 63.1489 | 2.8195 | 45.4205 | -2.6519 | 43.7922 | -5.9603 | 37.2502 | -1.1258 | 39.358 | 1.4315
882 | -0.13653 | -8.8941 | 11.6403 | -9.9644 | 11.0776 | -14.73 | 35.1187 | -1.0737 | 33.8846 | 2.9497 | 18.8227 | -4.0581 | 63.165 | 2.7778 | 45.4211 | -2.6909 | 43.8701 | -5.8823 | 37.2548 | -1.1909 | 39.3608 | 1.3794
883 | -0.089975 | -8.8472 | 11.6944 | -9.9097 | 11.093 | -14.6571 | 35.1254 | -1.0139 | 33.9652 | 3.0304 | 18.895 | -3.9852 | 63.1812 | 2.8455 | 45.453 | -2.631 | 43.8127 | -5.9398 | 37.2594 | -1.1232 | 39.3684 | 1.4341
884 | -0.043423 | -8.8003 | 11.7485 | -9.855 | 11.1021 | -14.5842 | 35.1306 | -0.95396 | 34.0457 | 3.1111 | 18.9673 | -3.9123 | 63.198 | 2.9132 | 45.4869 | -2.5711 | 43.7552 | -5.9973 | 37.2631 | -1.0555 | 39.376 | 1.4888
885 | 0.0031288 | -8.7534 | 11.8026 | -9.8003 | 11.1022 | -14.5113 | 35.1336 | -0.89406 | 34.1263 | 3.1919 | 19.0395 | -3.8394 | 63.216 | 2.9809 | 45.5224 | -2.5112 | 43.6977 | -6.0547 | 37.2654 | -0.98781 | 39.3836 | 1.5434
886 | -0.064902 | -8.8211 | 11.7656 | -9.8368 | 11.1023 | -14.5738 | 35.1365 | -0.94094 | 34.0844 | 3.1502 | 18.9973 | -3.881 | 63.2339 | 2.9549 | 45.5103 | -2.5607 | 43.6507 | -6.1018 | 37.2677 | -1.0425 | 39.4026 | 1.5174
887 | -0.13293 | -8.8889 | 11.7285 | -9.8732 | 11.1051 | -14.6363 | 35.1432 | -0.98781 | 34.0426 | 3.1085 | 18.955 | -3.9227 | 63.2485 | 2.9289 | 45.4605 | -2.6102 | 43.6036 | -6.1488 | 37.2713 | -1.0972 | 39.4217 | 1.4914
888 | -0.20096 | -8.9566 | 11.6915 | -9.9097 | 11.112 | -14.6988 | 35.1554 | -1.0347 | 34.0008 | 3.0669 | 18.9127 | -3.9644 | 63.2583 | 2.9028 | 45.4505 | -2.6597 | 43.5566 | -6.1958 | 37.2769 | -1.1519 | 39.4408 | 1.4653
889 | -0.17264 | -8.9279 | 11.7404 | -9.8602 | 11.1189 | -14.6284 | 35.1675 | -0.96958 | 34.0579 | 3.1242 | 18.998 | -3.8784 | 63.2681 | 2.9445 | 45.4722 | -2.6102 | 43.5824 | -6.17 | 37.2824 | -1.092 | 39.453 | 1.5408
890 | -0.14432 | -8.8993 | 11.7893 | -9.8107 | 11.119 | -14.5581 | 35.1757 | -0.90448 | 34.115 | 3.1815 | 19.0833 | -3.7925 | 63.2711 | 2.9861 | 45.4934 | -2.5607 | 43.6083 | -6.1441 | 37.2834 | -1.0321 | 39.4652 | 1.6164
891 | -0.11599 | -8.8706 | 11.8382 | -9.7613 | 11.1094 | -14.4878 | 35.1782 | -0.83937 | 34.1721 | 3.2388 | 19.1686 | -3.7066 | 63.2643 | 3.0278 | 45.5142 | -2.5112 | 43.6341 | -6.1182 | 37.2777 | -0.97219 | 39.4775 | 1.6919
892 | -0.21527 | -8.9696 | 11.7725 | -9.8264 | 11.0998 | -14.5659 | 35.1807 | -0.89146 | 34.1068 | 3.1736 | 19.1185 | -3.756 | 63.2574 | 2.9783 | 45.48 | -2.5894 | 43.5767 | -6.1757 | 37.2721 | -1.0347 | 39.4691 | 1.6164
893 | -0.31455 | -9.0685 | 11.7068 | -9.8915 | 11.0906 | -14.6441 | 35.1839 | -0.94354 | 34.0416 | 3.1085 | 19.0685 | -3.8055 | 63.2563 | 2.9289 | 45.4016 | -2.6675 | 43.5192 | -6.2331 | 37.2684 | -1.0972 | 39.4607 | 1.5408
894 | -0.41383 | -9.1675 | 11.6411 | -9.9566 | 11.082 | -14.7222 | 35.1882 | -0.99562 | 33.9763 | 3.0434 | 19.0184 | -3.855 | 63.2635 | 2.8794 | 45.3743 | -2.7456 | 43.4617 | -6.2906 | 37.2677 | -1.1597 | 39.4523 | 1.4653
895 | -0.3829 | -9.1363 | 11.6874 | -9.9097 | 11.0735 | -14.6675 | 35.1925 | -0.94094 | 34.0516 | 3.119 | 19.1037 | -3.7691 | 63.2707 | 2.9367 | 45.3882 | -2.6961 | 43.5475 | -6.2048 | 37.2669 | -1.105 | 39.4398 | 1.5096
896 | -0.35197 | -9.105 | 11.7337 | -9.8628 | 11.0637 | -14.6128 | 35.1929 | -0.88625 | 34.127 | 3.1945 | 19.189 | -3.6831 | 63.2757 | 2.994 | 45.4061 | -2.6467 | 43.6332 | -6.119 | 37.2682 | -1.0503 | 39.4273 | 1.5539
897 | -0.32104 | -9.0738 | 11.78 | -9.8159 | 11.0521 | -14.5581 | 35.1876 | -0.83156 | 34.2023 | 3.27 | 19.2744 | -3.5972 | 63.2775 | 3.0513 | 45.4273 | -2.5972 | 43.719 | -6.0333 | 37.2724 | -0.99562 | 39.4148 | 1.5981
898 | -0.38907 | -9.1415 | 11.7118 | -9.8836 | 11.0405 | -14.6258 | 35.1823 | -0.88885 | 34.1423 | 3.2101 | 19.2555 | -3.6154 | 63.2792 | 3.0044 | 45.395 | -2.6727 | 43.6355 | -6.1168 | 37.2766 | -1.0347 | 39.411 | 1.5356
899 | -0.4571 | -9.2092 | 11.6435 | -9.9514 | 11.03 | -14.6935 | 35.181 | -0.94615 | 34.0822 | 3.1502 | 19.2367 | -3.6336 | 63.282 | 2.9575 | 45.3192 | -2.7482 | 43.552 | -6.2003 | 37.285 | -1.0737 | 39.4072 | 1.4731
900 | -0.52513 | -9.2769 | 11.5752 | -10.0191 | 11.0209 | -14.7613 | 35.1858 | -1.0034 | 34.0221 | 3.0903 | 19.2179 | -3.6519 | 63.2864 | 2.9106 | 45.2901 | -2.8237 | 43.4685 | -6.2838 | 37.2995 | -1.1128 | 39.4034 | 1.4106
901 | -0.47857 | -9.23 | 11.6189 | -9.9748 | 11.0118 | -14.717 | 35.1906 | -0.94354 | 34.0767 | 3.145 | 19.298 | -3.5711 | 63.2908 | 2.9601 | 45.2993 | -2.7821 | 43.562 | -6.1902 | 37.3141 | -1.0503 | 39.4014 | 1.4783
902 | -0.43202 | -9.1831 | 11.6626 | -9.9305 | 10.9947 | -14.6727 | 35.1895 | -0.88365 | 34.1312 | 3.1997 | 19.3781 | -3.4904 | 63.2926 | 3.0096 | 45.3116 | -2.7404 | 43.6556 | -6.0966 | 37.3198 | -0.98781 | 39.3994 | 1.546
903 | -0.38546 | -9.1363 | 11.7063 | -9.8863 | 10.9656 | -14.6284 | 35.1795 | -0.82375 | 34.1857 | 3.2544 | 19.4582 | -3.4097 | 63.2906 | 3.0591 | 45.3265 | -2.6987 | 43.7492 | -6.003 | 37.3122 | -0.92531 | 39.3973 | 1.6138
904 | -0.45349 | -9.204 | 11.6198 | -9.9722 | 10.9365 | -14.7196 | 35.1695 | -0.89406 | 34.1204 | 3.1893 | 19.4186 | -3.4487 | 63.2885 | 3.0122 | 45.2917 | -2.7743 | 43.6682 | -6.0839 | 37.3047 | -0.99302 | 39.3863 | 1.533
905 | -0.52152 | -9.2717 | 11.5332 | -10.0581 | 10.9078 | -14.8107 | 35.1636 | -0.96437 | 34.0552 | 3.1242 | 19.3789 | -3.4878 | 63.2913 | 2.9653 | 45.2159 | -2.8498 | 43.5873 | -6.1648 | 37.3007 | -1.0607 | 39.3753 | 1.4523
906 | -0.58954 | -9.3394 | 11.4467 | -10.1441 | 10.8796 | -14.9019 | 35.1639 | -1.0347 | 33.9899 | 3.0591 | 19.3393 | -3.5269 | 63.3014 | 2.9184 | 45.1867 | -2.9253 | 43.5064 | -6.2457 | 37.302 | -1.1284 | 39.3642 | 1.3716
907 | -0.52996 | -9.2795 | 11.4826 | -10.1076 | 10.8514 | -14.8732 | 35.1642 | -0.97219 | 34.0444 | 3.1138 | 19.4064 | -3.4592 | 63.3115 | 2.9783 | 45.196 | -2.8836 | 43.6182 | -6.1339 | 37.3033 | -1.0659 | 39.3518 | 1.4236
908 | -0.47039 | -9.2196 | 11.5185 | -10.0711 | 10.8221 | -14.8446 | 35.1608 | -0.90969 | 34.0989 | 3.1684 | 19.4735 | -3.3915 | 63.3121 | 3.0382 | 45.2083 | -2.842 | 43.73 | -6.0221 | 37.3016 | -1.0034 | 39.3394 | 1.4757
909 | -0.41081 | -9.1597 | 11.5544 | -10.0347 | 10.7911 | -14.8159 | 35.1518 | -0.84719 | 34.1534 | 3.2231 | 19.5406 | -3.3237 | 63.298 | 3.0981 | 45.2231 | -2.8003 | 43.8418 | -5.9103 | 37.2953 | -0.94094 | 39.327 | 1.5278
910 | -0.47623 | -9.2248 | 11.4705 | -10.118 | 10.7602 | -14.8967 | 35.1429 | -0.9175 | 34.0751 | 3.145 | 19.4905 | -3.3732 | 63.284 | 3.02 | 45.1885 | -2.8758 | 43.7739 | -5.9782 | 37.289 | -1.006 | 39.314 | 1.4549
911 | -0.54165 | -9.2899 | 11.3866 | -10.2014 | 10.7312 | -14.9774 | 35.1316 | -0.98781 | 33.9968 | 3.0669 | 19.4405 | -3.4227 | 63.2727 | 2.9419 | 45.1127 | -2.9514 | 43.706 | -6.0461 | 37.2835 | -1.0711 | 39.301 | 1.382
912 | -0.60707 | -9.355 | 11.3027 | -10.2847 | 10.7052 | -15.0581 | 35.1167 | -1.0581 | 33.9186 | 2.9888 | 19.3904 | -3.4722 | 63.2656 | 2.8638 | 45.0885 | -3.0269 | 43.6381 | -6.1139 | 37.2792 | -1.1362 | 39.2881 | 1.3091
913 | -0.54229 | -9.2899 | 11.3334 | -10.2534 | 10.6792 | -15.0347 | 35.1018 | -1.0243 | 33.9653 | 3.0356 | 19.4784 | -3.3836 | 63.2586 | 2.9184 | 45.1074 | -2.9722 | 43.7708 | -5.9813 | 37.275 | -1.0868 | 39.2717 | 1.3533
914 | -0.4775 | -9.2248 | 11.364 | -10.2222 | 10.6492 | -15.0113 | 35.0834 | -0.99042 | 34.012 | 3.0825 | 19.5663 | -3.2951 | 63.2516 | 2.9731 | 45.1298 | -2.9175 | 43.9034 | -5.8487 | 37.2669 | -1.0373 | 39.2554 | 1.3976
915 | -0.41271 | -9.1597 | 11.3947 | -10.1909 | 10.6128 | -14.9878 | 35.0596 | -0.95656 | 34.0587 | 3.1294 | 19.6543 | -3.2066 | 63.2447 | 3.0278 | 45.155 | -2.8628 | 44.036 | -5.716 | 37.253 | -0.98781 | 39.2391 | 1.4419
916 | -0.47032 | -9.217 | 11.3056 | -10.2795 | 10.5765 | -15.0738 | 35.0358 | -1.0295 | 33.996 | 3.0669 | 19.6042 | -3.256 | 63.2378 | 2.9679 | 45.1269 | -2.9357 | 43.9968 | -5.7552 | 37.2391 | -1.0555 | 39.2125 | 1.3611
917 | -0.52793 | -9.2743 | 11.2165 | -10.368 | 10.5422 | -15.1597 | 35.015 | -1.1024 | 33.9333 | 3.0044 | 19.5542 | -3.3055 | 63.232 | 2.908 | 45.0537 | -3.0086 | 43.9575 | -5.7945 | 37.2247 | -1.1232 | 39.1858 | 1.2804
918 | -0.58554 | -9.3316 | 11.1274 | -10.4566 | 10.5112 | -15.2456 | 34.9991 | -1.1753 | 33.8707 | 2.9419 | 19.5041 | -3.355 | 63.228 | 2.8481 | 45.0278 | -3.0816 | 43.9183 | -5.8337 | 37.2096 | -1.1909 | 39.1592 | 1.1997
919 | -0.53377 | -9.2795 | 11.1555 | -10.4279 | 10.4801 | -15.2274 | 34.9831 | -1.1415 | 33.8992 | 2.9705 | 19.5608 | -3.2977 | 63.224 | 2.8924 | 45.0419 | -3.0347 | 43.978 | -5.774 | 37.1945 | -1.1597 | 39.1447 | 1.2127
920 | -0.482 | -9.2274 | 11.1835 | -10.3993 | 10.4607 | -15.2092 | 34.9787 | -1.1076 | 33.9276 | 2.9992 | 19.6176 | -3.2404 | 63.2278 | 2.9367 | 45.0681 | -2.9878 | 44.0377 | -5.7143 | 37.1879 | -1.1284 | 39.1302 | 1.2257
921 | -0.43024 | -9.1753 | 11.2116 | -10.3706 | 10.4597 | -15.1909 | 34.9926 | -1.0737 | 33.9561 | 3.0278 | 19.6743 | -3.1831 | 63.2439 | 2.9809 | 45.1045 | -2.9409 | 44.0974 | -5.6545 | 37.1948 | -1.0972 | 39.1157 | 1.2388
922 | -0.41232 | -9.1571 | 11.1954 | -10.3863 | 10.4586 | -15.2066 | 35.0065 | -1.0764 | 33.9377 | 3.0096 | 19.6867 | -3.1701 | 63.2601 | 2.9731 | 45.1225 | -2.9383 | 44.0764 | -5.6755 | 37.2017 | -1.1102 | 39.0959 | 1.2361
923 | -0.39441 | -9.1389 | 11.1792 | -10.4019 | 10.4359 | -15.2222 | 34.9944 | -1.079 | 33.9193 | 2.9914 | 19.6992 | -3.1571 | 63.2551 | 2.9653 | 45.1249 | -2.9357 | 44.0554 | -5.6966 | 37.1856 | -1.1232 | 39.0761 | 1.2335
924 | -0.3765 | -9.1206 | 11.163 | -10.4175 | 10.3785 | -15.2378 | 34.9409 | -1.0816 | 33.9009 | 2.9731 | 19.7116 | -3.1441 | 63.2163 | 2.9575 | 45.0975 | -2.9331 | 44.0344 | -5.7176 | 37.1328 | -1.1362 | 39.0564 | 1.2309
925 | -0.43931 | -9.1831 | 11.0791 | -10.5008 | 10.3211 | -15.329 | 34.8874 | -1.1779 | 33.8096 | 2.882 | 19.6459 | -3.2092 | 63.1776 | 2.8924 | 45.0446 | -3.006 | 44.1019 | -5.65 | 37.08 | -1.2222 | 39.0167 | 1.145
926 | -0.50213 | -9.2456 | 10.9952 | -10.5842 | 10.28 | -15.4201 | 34.8464 | -1.2743 | 33.7183 | 2.7908 | 19.5803 | -3.2743 | 63.154 | 2.8273 | 44.9999 | -3.079 | 44.1694 | -5.5825 | 37.0417 | -1.3081 | 38.9771 | 1.0591
927 | -0.56494 | -9.3081 | 10.9113 | -10.6675 | 10.265 | -15.5113 | 34.8255 | -1.3706 | 33.627 | 2.6997 | 19.5146 | -3.3394 | 63.1548 | 2.7622 | 44.9623 | -3.1519 | 44.237 | -5.5149 | 37.0269 | -1.3941 | 38.9375 | 0.97313
928 | -0.47671 | -9.2196 | 10.9629 | -10.6154 | 10.25 | -15.4592 | 34.8046 | -1.3264 | 33.6763 | 2.7492 | 19.587 | -3.2665 | 63.1556 | 2.8195 | 44.988 | -3.0711 | 44.1665 | -5.5854 | 37.012 | -1.3472 | 38.9094 | 0.99135
929 | -0.38849 | -9.131 | 11.0144 | -10.5633 | 10.2382 | -15.4071 | 34.7859 | -1.2821 | 33.7256 | 2.7986 | 19.6593 | -3.1935 | 63.1575 | 2.8768 | 45.0685 | -2.9904 | 44.096 | -5.6559 | 36.998 | -1.3003 | 38.8814 | 1.0096
930 | -0.30026 | -9.0425 | 11.0659 | -10.5113 | 10.2316 | -15.355 | 34.7707 | -1.2378 | 33.775 | 2.8481 | 19.7317 | -3.1206 | 63.1613 | 2.9341 | 45.0999 | -2.9097 | 44.0255 | -5.7264 | 36.9853 | -1.2534 | 38.8533 | 1.0278
931 | -0.33703 | -9.079 | 11.0159 | -10.5607 | 10.225 | -15.4097 | 34.7556 | -1.3029 | 33.7097 | 2.783 | 19.6738 | -3.1779 | 63.1651 | 2.8924 | 45.0888 | -2.954 | 44.1034 | -5.6485 | 36.9726 | -1.3159 | 38.8364 | 0.96531
932 | -0.3738 | -9.1154 | 10.9658 | -10.6102 | 10.22 | -15.4644 | 34.7384 | -1.368 | 33.6444 | 2.7179 | 19.616 | -3.2352 | 63.1687 | 2.8507 | 45.0728 | -2.9982 | 44.1813 | -5.5705 | 36.96 | -1.3784 | 38.8196 | 0.90281
933 | -0.41058 | -9.1519 | 10.9158 | -10.6597 | 10.2177 | -15.5191 | 34.7179 | -1.4331 | 33.5792 | 2.6528 | 19.5581 | -3.2925 | 63.1719 | 2.8091 | 45.0525 | -3.0425 | 44.2593 | -5.4925 | 36.9476 | -1.4409 | 38.8027 | 0.84031
934 | -0.34839 | -9.0894 | 10.9673 | -10.6076 | 10.2155 | -15.4748 | 34.6975 | -1.4149 | 33.605 | 2.6789 | 19.6253 | -3.2248 | 63.1752 | 2.8507 | 45.0748 | -2.9826 | 44.1784 | -5.5735 | 36.9353 | -1.4097 | 38.8065 | 0.88198
935 | -0.2862 | -9.0269 | 11.0188 | -10.5555 | 10.2224 | -15.4305 | 34.6883 | -1.3967 | 33.6309 | 2.7049 | 19.6924 | -3.1571 | 63.1855 | 2.8924 | 45.1344 | -2.9227 | 44.0975 | -5.6544 | 36.9301 | -1.3784 | 38.8103 | 0.92365
936 | -0.22402 | -8.9644 | 11.0703 | -10.5034 | 10.2445 | -15.3863 | 34.6977 | -1.3784 | 33.6568 | 2.7309 | 19.7596 | -3.0894 | 63.2074 | 2.9341 | 45.1808 | -2.8628 | 44.0165 | -5.7353 | 36.9369 | -1.3472 | 38.8141 | 0.96531
937 | -0.19308 | -8.9331 | 11.0724 | -10.5008 | 10.2665 | -15.381 | 34.7071 | -1.3758 | 33.6696 | 2.744 | 19.7694 | -3.079 | 63.2292 | 2.9393 | 45.2156 | -2.8368 | 44.0346 | -5.7172 | 36.9437 | -1.3602 | 38.8209 | 0.9601
938 | -0.16214 | -8.9019 | 11.0744 | -10.4982 | 10.2824 | -15.3758 | 34.7074 | -1.3732 | 33.6825 | 2.757 | 19.7793 | -3.0685 | 63.2463 | 2.9445 | 45.2456 | -2.8107 | 44.0526 | -5.6992 | 36.9439 | -1.3732 | 38.8277 | 0.9549
939 | -0.13121 | -8.8706 | 11.0765 | -10.4956 | 10.288 | -15.3706 | 34.6927 | -1.3706 | 33.6954 | 2.77 | 19.7892 | -3.0581 | 63.2557 | 2.9497 | 45.2713 | -2.7847 | 44.0707 | -5.6811 | 36.9331 | -1.3862 | 38.8345 | 0.94969
940 | -0.1185 | -8.8576 | 11.0967 | -10.4748 | 10.2935 | -15.3628 | 34.678 | -1.3993 | 33.6796 | 2.7544 | 19.8095 | -3.0373 | 63.265 | 2.9627 | 45.2971 | -2.7586 | 44.0314 | -5.7203 | 36.9224 | -1.3941 | 38.8147 | 0.94708
941 | -0.10579 | -8.8446 | 11.117 | -10.454 | 10.289 | -15.355 | 34.6521 | -1.4279 | 33.6638 | 2.7388 | 19.8297 | -3.0165 | 63.2594 | 2.9757 | 45.3228 | -2.7326 | 43.9922 | -5.7596 | 36.9004 | -1.4019 | 38.795 | 0.94448
942 | -0.093081 | -8.8316 | 11.1373 | -10.4331 | 10.2675 | -15.3472 | 34.6076 | -1.4566 | 33.648 | 2.7231 | 19.85 | -2.9956 | 63.2285 | 2.9888 | 45.3181 | -2.7066 | 43.9529 | -5.7988 | 36.8596 | -1.4097 | 38.7752 | 0.94188
943 | -0.14548 | -8.8836 | 11.0846 | -10.4852 | 10.246 | -15.3915 | 34.563 | -1.5139 | 33.5932 | 2.6684 | 19.7948 | -3.0503 | 63.1976 | 2.921 | 45.2864 | -2.7586 | 43.971 | -5.7808 | 36.8188 | -1.4774 | 38.7525 | 0.87417
944 | -0.19787 | -8.9357 | 11.032 | -10.5373 | 10.2377 | -15.4357 | 34.5356 | -1.5711 | 33.5383 | 2.6138 | 19.7396 | -3.105 | 63.1793 | 2.8533 | 45.2601 | -2.8107 | 43.989 | -5.7627 | 36.7898 | -1.5451 | 38.7297 | 0.80646
945 | -0.25027 | -8.9878 | 10.9794 | -10.5894 | 10.2517 | -15.48 | 34.5374 | -1.6284 | 33.4835 | 2.5591 | 19.6843 | -3.1597 | 63.1822 | 2.7856 | 45.2384 | -2.8628 | 44.007 | -5.7447 | 36.781 | -1.6128 | 38.707 | 0.73875
946 | -0.17766 | -8.9149 | 11.0543 | -10.5139 | 10.2658 | -15.4149 | 34.5391 | -1.5764 | 33.5302 | 2.6059 | 19.7489 | -3.0946 | 63.1852 | 2.8481 | 45.2693 | -2.7847 | 43.973 | -5.7787 | 36.7722 | -1.5711 | 38.7031 | 0.78823
947 | -0.10506 | -8.842 | 11.1293 | -10.4383 | 10.279 | -15.3498 | 34.5347 | -1.5243 | 33.5769 | 2.6528 | 19.8135 | -3.0295 | 63.1917 | 2.9106 | 45.3471 | -2.7066 | 43.939 | -5.8127 | 36.7604 | -1.5295 | 38.6993 | 0.83771
948 | -0.032453 | -8.7691 | 11.2042 | -10.3628 | 10.2906 | -15.2847 | 34.5198 | -1.4722 | 33.6236 | 2.6997 | 19.878 | -2.9644 | 63.2046 | 2.9731 | 45.3795 | -2.6284 | 43.9049 | -5.8467 | 36.7435 | -1.4878 | 38.6954 | 0.88719
949 | -0.077035 | -8.8133 | 11.1646 | -10.4019 | 10.3023 | -15.3159 | 34.505 | -1.5425 | 33.5766 | 2.6528 | 19.8254 | -3.0165 | 63.2174 | 2.9445 | 45.371 | -2.6675 | 43.9282 | -5.8235 | 36.7265 | -1.5529 | 38.6954 | 0.84031
950 | -0.12162 | -8.8576 | 11.125 | -10.4409 | 10.3165 | -15.3472 | 34.4925 | -1.6128 | 33.5295 | 2.6059 | 19.7728 | -3.0685 | 63.227 | 2.9158 | 45.3592 | -2.7066 | 43.9514 | -5.8002 | 36.7157 | -1.618 | 38.6954 | 0.79344
951 | -0.1662 | -8.9019 | 11.0854 | -10.48 | 10.3353 | -15.3784 | 34.4842 | -1.6831 | 33.4825 | 2.5591 | 19.7202 | -3.1206 | 63.2308 | 2.8872 | 45.3446 | -2.7456 | 43.9747 | -5.777 | 36.7153 | -1.6831 | 38.6954 | 0.74656
952 | -0.10922 | -8.8446 | 11.1525 | -10.4123 | 10.354 | -15.3159 | 34.4759 | -1.6389 | 33.5553 | 2.632 | 19.79 | -3.0503 | 63.2347 | 2.9184 | 45.3717 | -2.6805 | 44.0057 | -5.7459 | 36.7149 | -1.6284 | 38.6922 | 0.79344
953 | -0.052237 | -8.7873 | 11.2197 | -10.3446 | 10.3666 | -15.2534 | 34.4685 | -1.5946 | 33.628 | 2.7049 | 19.8597 | -2.98 | 63.233 | 2.9497 | 45.4365 | -2.6154 | 44.0368 | -5.7148 | 36.7106 | -1.5737 | 38.689 | 0.84031
954 | 0.0047434 | -8.73 | 11.2868 | -10.2769 | 10.3684 | -15.1909 | 34.4627 | -1.5503 | 33.7008 | 2.7778 | 19.9295 | -2.9097 | 63.2216 | 2.9809 | 45.46 | -2.5503 | 44.0679 | -5.6837 | 36.6994 | -1.5191 | 38.6858 | 0.88719
955 | -0.045046 | -8.7795 | 11.2472 | -10.3159 | 10.3702 | -15.2378 | 34.4569 | -1.5972 | 33.6303 | 2.7075 | 19.8821 | -2.9566 | 63.2101 | 2.9341 | 45.446 | -2.592 | 44.052 | -5.6995 | 36.6883 | -1.5842 | 38.6799 | 0.82729
956 | -0.094836 | -8.829 | 11.2076 | -10.355 | 10.3751 | -15.2847 | 34.452 | -1.6441 | 33.5598 | 2.6372 | 19.8347 | -3.0034 | 63.2095 | 2.8872 | 45.4294 | -2.6336 | 44.0362 | -5.7153 | 36.6765 | -1.6493 | 38.674 | 0.7674
957 | -0.14463 | -8.8784 | 11.168 | -10.3941 | 10.3855 | -15.3316 | 34.4489 | -1.6909 | 33.4894 | 2.5669 | 19.7873 | -3.0503 | 63.2279 | 2.8403 | 45.4105 | -2.6753 | 44.0204 | -5.7312 | 36.6635 | -1.7144 | 38.668 | 0.7075
958 | -0.098061 | -8.8316 | 11.2273 | -10.3342 | 10.3958 | -15.2717 | 34.4457 | -1.6571 | 33.5387 | 2.6164 | 19.8493 | -2.9878 | 63.2464 | 2.9132 | 45.4298 | -2.6206 | 43.989 | -5.7626 | 36.6504 | -1.6831 | 38.6649 | 0.75958
959 | -0.051496 | -8.7847 | 11.2867 | -10.2743 | 10.4016 | -15.2118 | 34.4377 | -1.6232 | 33.588 | 2.6658 | 19.9113 | -2.9253 | 63.2592 | 2.9861 | 45.4842 | -2.5659 | 43.9575 | -5.794 | 36.6363 | -1.6519 | 38.6618 | 0.81167
960 | -0.0049307 | -8.7378 | 11.346 | -10.2144 | 10.3992 | -15.1519 | 34.4214 | -1.5894 | 33.6373 | 2.7153 | 19.9732 | -2.8628 | 63.2623 | 3.0591 | 45.5015 | -2.5112 | 43.9261 | -5.8254 | 36.62 | -1.6206 | 38.6587 | 0.86375
961 | -0.067741 | -8.8003 | 11.3038 | -10.256 | 10.3969 | -15.204 | 34.405 | -1.6467 | 33.5981 | 2.6763 | 19.9389 | -2.8967 | 63.2654 | 3.0044 | 45.4846 | -2.5529 | 44.0197 | -5.7319 | 36.6038 | -1.6753 | 38.654 | 0.80646
962 | -0.13055 | -8.8628 | 11.2616 | -10.2977 | 10.4003 | -15.256 | 34.3948 | -1.704 | 33.5589 | 2.6372 | 19.9045 | -2.9305 | 63.2692 | 2.9497 | 45.4674 | -2.5946 | 44.1132 | -5.6383 | 36.592 | -1.73 | 38.6494 | 0.74917
963 | -0.19336 | -8.9253 | 11.2194 | -10.3394 | 10.4142 | -15.3081 | 34.3956 | -1.7612 | 33.5197 | 2.5981 | 19.8701 | -2.9644 | 63.2743 | 2.895 | 45.4499 | -2.6362 | 44.2068 | -5.5447 | 36.5881 | -1.7847 | 38.6447 | 0.69188
964 | -0.1494 | -8.881 | 11.2813 | -10.2769 | 10.428 | -15.2378 | 34.3963 | -1.7118 | 33.5612 | 2.6398 | 19.9373 | -2.8967 | 63.2793 | 2.9497 | 45.4723 | -2.5764 | 44.1337 | -5.6178 | 36.5842 | -1.7456 | 38.6396 | 0.73875
965 | -0.10544 | -8.8368 | 11.3433 | -10.2144 | 10.4377 | -15.1675 | 34.3929 | -1.6623 | 33.6027 | 2.6815 | 20.0045 | -2.829 | 63.2807 | 3.0044 | 45.5319 | -2.5165 | 44.0606 | -5.6909 | 36.5761 | -1.7066 | 38.6346 | 0.78563
966 | -0.061475 | -8.7925 | 11.4052 | -10.1519 | 10.4399 | -15.0972 | 34.3821 | -1.6128 | 33.6442 | 2.7231 | 20.0717 | -2.7612 | 63.2754 | 3.0591 | 45.5486 | -2.4566 | 43.9875 | -5.764 | 36.5604 | -1.6675 | 38.6295 | 0.8325
967 | -0.12428 | -8.855 | 11.3526 | -10.204 | 10.4421 | -15.1493 | 34.3713 | -1.6727 | 33.5946 | 2.6736 | 20.0165 | -2.8159 | 63.27 | 3.0044 | 45.5251 | -2.5086 | 44.0758 | -5.6757 | 36.5448 | -1.7274 | 38.6293 | 0.77521
968 | -0.18709 | -8.9175 | 11.2999 | -10.256 | 10.446 | -15.2014 | 34.3662 | -1.7326 | 33.5449 | 2.6242 | 19.9613 | -2.8706 | 63.272 | 2.9497 | 45.4998 | -2.5607 | 44.1642 | -5.5873 | 36.5381 | -1.7873 | 38.6292 | 0.71792
969 | -0.2499 | -8.98 | 11.2473 | -10.3081 | 10.4528 | -15.2534 | 34.3717 | -1.7925 | 33.4953 | 2.5747 | 19.9061 | -2.9253 | 63.2872 | 2.895 | 45.4726 | -2.6128 | 44.2525 | -5.4989 | 36.5477 | -1.8472 | 38.629 | 0.66063
970 | -0.20854 | -8.9383 | 11.3171 | -10.2378 | 10.4597 | -15.1961 | 34.3771 | -1.7326 | 33.5655 | 2.645 | 19.9811 | -2.8498 | 63.3024 | 2.9679 | 45.4862 | -2.5607 | 44.169 | -5.5824 | 36.5573 | -1.7795 | 38.6377 | 0.73094
971 | -0.16719 | -8.8967 | 11.3868 | -10.1675 | 10.4643 | -15.1389 | 34.3774 | -1.6727 | 33.6356 | 2.7153 | 20.0561 | -2.7743 | 63.3137 | 3.0408 | 45.538 | -2.5086 | 44.0855 | -5.6659 | 36.5594 | -1.7118 | 38.6464 | 0.80125
972 | -0.12583 | -8.855 | 11.4566 | -10.0972 | 10.4647 | -15.0816 | 34.3683 | -1.6128 | 33.7058 | 2.7856 | 20.1311 | -2.6987 | 63.3179 | 3.1138 | 45.5509 | -2.4566 | 44.0019 | -5.7495 | 36.5479 | -1.6441 | 38.6552 | 0.87156
973 | -0.18603 | -8.9149 | 11.4014 | -10.1519 | 10.4652 | -15.1258 | 34.3591 | -1.6779 | 33.6665 | 2.7466 | 20.0993 | -2.73 | 63.3221 | 3.0617 | 45.5273 | -2.506 | 44.0877 | -5.6637 | 36.5365 | -1.7196 | 38.6557 | 0.82208
974 | -0.24624 | -8.9748 | 11.3461 | -10.2066 | 10.4642 | -15.1701 | 34.3538 | -1.743 | 33.6273 | 2.7075 | 20.0676 | -2.7612 | 63.3236 | 3.0096 | 45.5029 | -2.5555 | 44.1734 | -5.578 | 36.5275 | -1.7951 | 38.6562 | 0.7726
975 | -0.30644 | -9.0347 | 11.2909 | -10.2613 | 10.4604 | -15.2144 | 34.3556 | -1.8081 | 33.5881 | 2.6684 | 20.0358 | -2.7925 | 63.3201 | 2.9575 | 45.4779 | -2.605 | 44.2592 | -5.4922 | 36.5231 | -1.8706 | 38.6568 | 0.72313
976 | -0.27289 | -9.0008 | 11.3294 | -10.2222 | 10.4566 | -15.1831 | 34.3575 | -1.7508 | 33.627 | 2.7075 | 20.103 | -2.7248 | 63.3166 | 2.994 | 45.4922 | -2.5529 | 44.1757 | -5.5757 | 36.5186 | -1.8159 | 38.6658 | 0.75698
977 | -0.23935 | -8.967 | 11.3679 | -10.1831 | 10.4592 | -15.1519 | 34.3685 | -1.6935 | 33.6659 | 2.7466 | 20.1702 | -2.6571 | 63.3215 | 3.0304 | 45.544 | -2.5008 | 44.0921 | -5.6592 | 36.5247 | -1.7612 | 38.6749 | 0.79083
978 | -0.2058 | -8.9331 | 11.4064 | -10.1441 | 10.4736 | -15.1206 | 34.3967 | -1.6362 | 33.7048 | 2.7856 | 20.2374 | -2.5894 | 63.3421 | 3.0669 | 45.5759 | -2.4487 | 44.0086 | -5.7427 | 36.5502 | -1.7066 | 38.6839 | 0.82469
979 | -0.21392 | -8.9409 | 11.4215 | -10.1284 | 10.488 | -15.118 | 34.425 | -1.631 | 33.7281 | 2.8091 | 20.2604 | -2.5659 | 63.3627 | 3.0747 | 45.589 | -2.4487 | 44.0318 | -5.7195 | 36.5757 | -1.704 | 38.687 | 0.84292
980 | -0.22204 | -8.9488 | 11.4366 | -10.1128 | 10.486 | -15.1154 | 34.4346 | -1.6258 | 33.7514 | 2.8325 | 20.2833 | -2.5425 | 63.3683 | 3.0825 | 45.5883 | -2.4487 | 44.0551 | -5.6962 | 36.5821 | -1.7014 | 38.6901 | 0.86115
981 | -0.23016 | -8.9566 | 11.4517 | -10.0972 | 10.4532 | -15.1128 | 34.4093 | -1.6206 | 33.7747 | 2.8559 | 20.3062 | -2.5191 | 63.3459 | 3.0903 | 45.5746 | -2.4487 | 44.0783 | -5.673 | 36.5526 | -1.6987 | 38.6932 | 0.87938
982 | -0.29036 | -9.0165 | 11.3938 | -10.1545 | 10.4203 | -15.1727 | 34.384 | -1.6701 | 33.7303 | 2.8117 | 20.2641 | -2.5607 | 63.3235 | 3.0434 | 45.5399 | -2.5034 | 44.0365 | -5.7148 | 36.5231 | -1.7534 | 38.682 | 0.82208
983 | -0.35057 | -9.0764 | 11.336 | -10.2118 | 10.397 | -15.2326 | 34.369 | -1.7196 | 33.6858 | 2.7674 | 20.2219 | -2.6024 | 63.3169 | 2.9966 | 45.4849 | -2.5581 | 43.9946 | -5.7567 | 36.5051 | -1.8081 | 38.6709 | 0.76479
984 | -0.41077 | -9.1363 | 11.2782 | -10.2691 | 10.3922 | -15.2925 | 34.3738 | -1.7691 | 33.6414 | 2.7231 | 20.1798 | -2.6441 | 63.3403 | 2.9497 | 45.4615 | -2.6128 | 43.9528 | -5.7985 | 36.5089 | -1.8628 | 38.6597 | 0.7075
985 | -0.36681 | -9.092 | 11.3245 | -10.2222 | 10.3873 | -15.2508 | 34.3785 | -1.7196 | 33.6881 | 2.77 | 20.2548 | -2.5685 | 63.3638 | 3.0304 | 45.4687 | -2.5842 | 44.0307 | -5.7206 | 36.5126 | -1.8107 | 38.6593 | 0.76219
986 | -0.32284 | -9.0477 | 11.3708 | -10.1753 | 10.3773 | -15.2092 | 34.3788 | -1.6701 | 33.7349 | 2.8169 | 20.3298 | -2.493 | 63.3762 | 3.1111 | 45.4752 | -2.5555 | 44.1086 | -5.6426 | 36.5135 | -1.7586 | 38.6589 | 0.81688
987 | -0.27888 | -9.0034 | 11.4172 | -10.1284 | 10.3574 | -15.1675 | 34.3703 | -1.6206 | 33.7816 | 2.8638 | 20.4048 | -2.4175 | 63.3676 | 3.1919 | 45.4811 | -2.5269 | 44.1866 | -5.5647 | 36.509 | -1.7066 | 38.6585 | 0.87156
988 | -0.3521 | -9.0764 | 11.3463 | -10.1988 | 10.3376 | -15.2352 | 34.3619 | -1.6753 | 33.7398 | 2.8221 | 20.3627 | -2.4592 | 63.3591 | 3.1111 | 45.4522 | -2.5894 | 44.1004 | -5.6508 | 36.5044 | -1.756 | 38.6577 | 0.81688
989 | -0.42533 | -9.1493 | 11.2755 | -10.2691 | 10.3198 | -15.3029 | 34.3606 | -1.73 | 33.6979 | 2.7804 | 20.3205 | -2.5008 | 63.3553 | 3.0304 | 45.3894 | -2.6519 | 44.0143 | -5.7369 | 36.5031 | -1.8055 | 38.6568 | 0.76219
990 | -0.49855 | -9.2222 | 11.2046 | -10.3394 | 10.3058 | -15.3706 | 34.3732 | -1.7847 | 33.6561 | 2.7388 | 20.2784 | -2.5425 | 63.3609 | 2.9497 | 45.3659 | -2.7144 | 43.9282 | -5.8231 | 36.5079 | -1.855 | 38.6559 | 0.7075
991 | -0.44677 | -9.1701 | 11.2561 | -10.2873 | 10.2918 | -15.3394 | 34.3859 | -1.717 | 33.7159 | 2.7986 | 20.356 | -2.4644 | 63.3666 | 3.0252 | 45.381 | -2.6727 | 44.0165 | -5.7347 | 36.5126 | -1.8055 | 38.6549 | 0.76219
992 | -0.39499 | -9.118 | 11.3077 | -10.2352 | 10.2713 | -15.3081 | 34.3906 | -1.6493 | 33.7756 | 2.8585 | 20.4336 | -2.3862 | 63.3699 | 3.1007 | 45.3946 | -2.631 | 44.1049 | -5.6463 | 36.5133 | -1.756 | 38.6539 | 0.81688
993 | -0.34322 | -9.0659 | 11.3592 | -10.1831 | 10.238 | -15.2769 | 34.3801 | -1.5816 | 33.8354 | 2.9184 | 20.5113 | -2.3081 | 63.3689 | 3.1763 | 45.4069 | -2.5894 | 44.1932 | -5.558 | 36.506 | -1.7066 | 38.6529 | 0.87156
994 | -0.41384 | -9.1363 | 11.2832 | -10.2586 | 10.2048 | -15.3602 | 34.3695 | -1.6545 | 33.7779 | 2.8611 | 20.4639 | -2.355 | 63.3679 | 3.1138 | 45.3748 | -2.6649 | 44.1149 | -5.6363 | 36.4988 | -1.7586 | 38.6436 | 0.81167
995 | -0.48445 | -9.2066 | 11.2071 | -10.3342 | 10.1738 | -15.4435 | 34.3602 | -1.7274 | 33.7205 | 2.8039 | 20.4165 | -2.4019 | 63.367 | 3.0513 | 45.299 | -2.7404 | 44.0366 | -5.7146 | 36.4918 | -1.8107 | 38.6343 | 0.75177
996 | -0.55507 | -9.2769 | 11.1311 | -10.4097 | 10.1472 | -15.5269 | 34.3533 | -1.8003 | 33.663 | 2.7466 | 20.3692 | -2.4487 | 63.3665 | 2.9888 | 45.2634 | -2.8159 | 43.9582 | -5.7929 | 36.4854 | -1.8628 | 38.625 | 0.69188
997 | -0.51632 | -9.2378 | 11.1592 | -10.381 | 10.1205 | -15.506 | 34.3465 | -1.7534 | 33.6915 | 2.7752 | 20.4364 | -2.381 | 63.366 | 3.0382 | 45.2675 | -2.7847 | 44.0648 | -5.6863 | 36.4791 | -1.8316 | 38.6076 | 0.72313
998 | -0.47756 | -9.1988 | 11.1873 | -10.3524 | 10.0935 | -15.4852 | 34.3357 | -1.7066 | 33.72 | 2.8039 | 20.5036 | -2.3133 | 63.3643 | 3.0877 | 45.2733 | -2.7534 | 44.1714 | -5.5797 | 36.4711 | -1.8003 | 38.5903 | 0.75438
999 | -0.4388 | -9.1597 | 11.2154 | -10.3238 | 10.0656 | -15.4644 | 34.3171 | -1.6597 | 33.7485 | 2.8325 | 20.5709 | -2.2456 | 63.3602 | 3.1372 | 45.2809 | -2.7222 | 44.278 | -5.4732 | 36.4599 | -1.7691 | 38.573 | 0.78563
1000 | -0.47817 | -9.1988 | 11.1497 | -10.3889 | 10.0377 | -15.5295 | 34.2986 | -1.73 | 33.6989 | 2.783 | 20.5339 | -2.2821 | 63.3561 | 3.0903 | 45.2532 | -2.7847 | 44.2413 | -5.5098 | 36.4488 | -1.8133 | 38.5539 | 0.71271
1001 | -0.51754 | -9.2378 | 11.0841 | -10.454 | 10.0129 | -15.5946 | 34.2843 | -1.8003 | 33.6493 | 2.7335 |  |  | 63.3565 | 3.0434 | 45.1904 | -2.8472 | 44.2047 | -5.5465 | 36.4423 | -1.8576 | 38.5347 | 0.63979
1002 | -0.55691 | -9.2769 | 11.0184 | -10.5191 | 9.9946 | -15.6597 | 34.2788 | -1.8706 | 33.5996 | 2.6841 |  |  | 63.366 | 2.9966 | 45.1706 | -2.9097 | 44.168 | -5.5831 | 36.4453 | -1.9019 | 38.5155 | 0.56688
1003 | -0.49992 | -9.2196 | 11.0596 | -10.4774 | 9.9762 | -15.6389 | 34.2732 | -1.8237 | 33.6359 | 2.7205 |  |  | 63.3755 | 3.0513 | 45.1937 | -2.8576 | 44.2355 | -5.5156 | 36.4483 | -1.8602 | 38.4945 | 0.60854
1004 | -0.44293 | -9.1623 | 11.1007 | -10.4357 | 9.9532 | -15.618 | 34.2623 | -1.7769 | 33.6722 | 2.757 |  |  | 63.3768 | 3.1059 | 45.2162 | -2.8055 | 44.303 | -5.4481 | 36.4433 | -1.8185 | 38.4735 | 0.65021
1005 | -0.38595 | -9.105 | 11.1418 | -10.3941 | 9.9208 | -15.5972 | 34.2407 | -1.73 | 33.7086 | 2.7934 |  |  | 63.3619 | 3.1606 | 45.2379 | -2.7534 | 44.3706 | -5.3805 | 36.4222 | -1.7769 | 38.4525 | 0.69188
1006 | -0.43313 | -9.1519 | 11.0632 | -10.4722 | 9.8885 | -15.6701 | 34.2191 | -1.8055 | 33.6381 | 2.7231 |  |  | 63.3469 | 3.0903 | 45.2149 | -2.8211 | 44.3625 | -5.3885 | 36.4011 | -1.8472 | 38.4214 | 0.59552
1007 | -0.48031 | -9.1988 | 10.9845 | -10.5503 | 9.862 | -15.743 | 34.1987 | -1.881 | 33.5676 | 2.6528 |  |  | 63.3371 | 3.02 | 45.1469 | -2.8889 | 44.3545 | -5.3965 | 36.3841 | -1.9175 | 38.3904 | 0.49917
1008 | -0.52749 | -9.2456 | 10.9059 | -10.6284 | 9.8475 | -15.8159 | 34.1809 | -1.9566 | 33.4972 | 2.5825 |  |  | 63.3378 | 2.9497 | 45.1275 | -2.9566 | 44.3465 | -5.4045 | 36.3757 | -1.9878 | 38.3593 | 0.40281
1009 | -0.46269 | -9.1805 | 10.9522 | -10.5816 | 9.8331 | -15.7821 | 34.163 | -1.9279 | 33.5387 | 2.6242 |  |  | 63.3384 | 3.007 | 45.1574 | -2.8941 | 44.414 | -5.337 | 36.3673 | -1.9461 | 38.3382 | 0.43406
1010 | -0.39789 | -9.1154 | 10.9985 | -10.5347 | 9.8179 | -15.7482 | 34.145 | -1.8993 | 33.5802 | 2.6658 |  |  | 63.3372 | 3.0643 | 45.1883 | -2.8316 | 44.4815 | -5.2695 | 36.3561 | -1.9045 | 38.3171 | 0.46531
1011 | -0.33309 | -9.0503 | 11.0449 | -10.4878 | 9.8014 | -15.7144 | 34.1268 | -1.8706 | 33.6217 | 2.7075 |  |  | 63.3319 | 3.1216 | 45.2202 | -2.7691 | 44.5491 | -5.202 | 36.3392 | -1.8628 | 38.296 | 0.49656
1012 | -0.35683 | -9.0738 | 11.0001 | -10.5321 | 9.7848 | -15.7691 | 34.1086 | -1.9253 | 33.5747 | 2.6606 |  |  | 63.3266 | 3.0669 | 45.2079 | -2.8264 | 44.5411 | -5.21 | 36.3222 | -1.9253 | 38.2828 | 0.44448
1013 | -0.38057 | -9.0972 | 10.9553 | -10.5764 | 9.7725 | -15.8238 | 34.094 | -1.98 | 33.5277 | 2.6138 |  |  | 63.3251 | 3.0122 | 45.1503 | -2.8836 | 44.533 | -5.218 | 36.3078 | -1.9878 | 38.2697 | 0.3924
1014 | -0.40432 | -9.1206 | 10.9105 | -10.6206 | 9.7692 | -15.8784 | 34.0869 | -2.0347 | 33.4807 | 2.5669 |  |  | 63.3314 | 2.9575 | 45.1401 | -2.9409 | 44.525 | -5.226 | 36.2987 | -2.0503 | 38.2565 | 0.34031
1015 | -0.33952 | -9.0555 | 10.9672 | -10.5633 | 9.7658 | -15.8394 | 34.0799 | -2.0034 | 33.5013 | 2.5877 |  |  | 63.3377 | 3.0122 | 45.1787 | -2.8706 | 44.5769 | -5.1741 | 36.2895 | -2.0165 | 38.2392 | 0.36375
1016 | -0.27472 | -8.9904 | 11.024 | -10.506 | 9.7603 | -15.8003 | 34.0653 | -1.9722 | 33.522 | 2.6085 |  |  | 63.3403 | 3.0669 | 45.2187 | -2.8003 | 44.6288 | -5.1222 | 36.2757 | -1.9826 | 38.2219 | 0.38719
1017 | -0.20992 | -8.9253 | 11.0808 | -10.4488 | 9.7503 | -15.7613 | 34.035 | -1.9409 | 33.5427 | 2.6294 |  |  | 63.3352 | 3.1216 | 45.2602 | -2.73 | 44.6807 | -5.0703 | 36.2523 | -1.9487 | 38.2045 | 0.41063
1018 | -0.25709 | -8.9722 | 11.0281 | -10.5008 | 9.7403 | -15.8081 | 34.0047 | -2.0191 | 33.4775 | 2.5643 |  |  | 63.3301 | 3.0695 | 45.2607 | -2.7717 | 44.6649 | -5.0861 | 36.2289 | -2.0165 | 38.1873 | 0.34552
1019 | -0.30427 | -9.0191 | 10.9755 | -10.5529 | 9.7373 | -15.855 | 33.9809 | -2.0972 | 33.4122 | 2.4992 |  |  | 63.3305 | 3.0174 | 45.2188 | -2.8133 | 44.649 | -5.1019 | 36.2094 | -2.0842 | 38.1701 | 0.28042
1020 | -0.35145 | -9.0659 | 10.9229 | -10.605 | 9.7492 | -15.9019 | 33.971 | -2.1753 | 33.347 | 2.4341 |  |  | 63.3424 | 2.9653 | 45.2182 | -2.855 | 44.6332 | -5.1177 | 36.198 | -2.1519 | 38.1529 | 0.21531
1021 | -0.27103 | -8.9852 | 10.9875 | -10.5399 | 9.761 | -15.842 | 33.961 | -2.131 | 33.3963 | 2.4835 |  |  | 63.3544 | 3.0278 | 45.2608 | -2.7847 | 44.6643 | -5.0867 | 36.1867 | -2.118 | 38.1564 | 0.25698
1022 | -0.1906 | -8.9045 | 11.0521 | -10.4748 | 9.7809 | -15.7821 | 33.9575 | -2.0868 | 33.4456 | 2.533 |  |  | 63.3704 | 3.0903 | 45.3106 | -2.7144 | 44.6953 | -5.0556 | 36.1817 | -2.0842 | 38.1599 | 0.29865
1023 | -0.11018 | -8.8238 | 11.1166 | -10.4097 | 9.8179 | -15.7222 | 33.9678 | -2.0425 | 33.495 | 2.5825 |  |  | 63.3948 | 3.1528 | 45.368 | -2.6441 | 44.7264 | -5.0245 | 36.1903 | -2.0503 | 38.1634 | 0.34031
1024 | -0.092251 | -8.8055 | 11.1343 | -10.3915 | 9.8549 | -15.7014 | 33.9781 | -2.0581 | 33.5026 | 2.5903 |  |  | 63.4193 | 3.1476 | 45.4073 | -2.6232 | 44.6975 | -5.0534 | 36.1988 | -2.0607 | 38.1669 | 0.3351
1025 | -0.074325 | -8.7873 | 11.152 | -10.3732 | 9.886 | -15.6805 | 33.9815 | -2.0737 | 33.5103 | 2.5981 |  |  | 63.4403 | 3.1424 | 45.4278 | -2.6024 | 44.6687 | -5.0822 | 36.1994 | -2.0711 | 38.1704 | 0.3299
1026 | -0.056399 | -8.7691 | 11.1697 | -10.355 | 9.9043 | -15.6597 | 33.9699 | -2.0894 | 33.518 | 2.6059 |  |  | 63.454 | 3.1372 | 45.4493 | -2.5816 | 44.6398 | -5.1111 | 36.1826 | -2.0816 | 38.1739 | 0.32469
1027 | -0.046286 | -8.7586 | 11.1952 | -10.329 | 9.9227 | -15.6415 | 33.9583 | -2.0972 | 33.497 | 2.5851 |  |  | 63.4677 | 3.1658 | 45.4718 | -2.5581 | 44.598 | -5.1529 | 36.1659 | -2.1024 | 38.1515 | 0.30906
1028 | -0.036173 | -8.7482 | 11.2208 | -10.3029 | 9.9319 | -15.6232 | 33.939 | -2.105 | 33.476 | 2.5643 |  |  | 63.4745 | 3.1945 | 45.4865 | -2.5347 | 44.5561 | -5.1948 | 36.1394 | -2.1232 | 38.1292 | 0.29344
1029 | -0.026059 | -8.7378 | 11.2463 | -10.2769 | 9.9213 | -15.605 | 33.903 | -2.1128 | 33.455 | 2.5434 |  |  | 63.4665 | 3.2231 | 45.4929 | -2.5112 | 44.5142 | -5.2366 | 36.0918 | -2.1441 | 38.1069 | 0.27781
1030 | -0.091467 | -8.8029 | 11.2093 | -10.3133 | 9.9107 | -15.6363 | 33.867 | -2.1701 | 33.4106 | 2.4992 |  |  | 63.4584 | 3.1867 | 45.4758 | -2.5529 | 44.5245 | -5.2264 | 36.0441 | -2.2118 | 38.0905 | 0.22573
1031 | -0.15687 | -8.868 | 11.1723 | -10.3498 | 9.9112 | -15.6675 | 33.8426 | -2.2274 | 33.3662 | 2.4549 |  |  | 63.4543 | 3.1502 | 45.4338 | -2.5946 | 44.5347 | -5.2162 | 36.0121 | -2.2795 | 38.074 | 0.17365
1032 | -0.22228 | -8.9331 | 11.1353 | -10.3863 | 9.9361 | -15.6988 | 33.8435 | -2.2847 | 33.3218 | 2.4106 |  |  | 63.4588 | 3.1138 | 45.432 | -2.6362 | 44.5449 | -5.2059 | 36.0142 | -2.3472 | 38.0576 | 0.12156
1033 | -0.14967 | -8.8602 | 11.2025 | -10.3185 | 9.9609 | -15.6284 | 33.8444 | -2.2378 | 33.3789 | 2.4679 |  |  | 63.4632 | 3.1502 | 45.4729 | -2.5685 | 44.5265 | -5.2244 | 36.0163 | -2.2899 | 38.0646 | 0.17885
1034 | -0.077054 | -8.7873 | 11.2697 | -10.2508 | 9.9796 | -15.5581 | 33.8422 | -2.1909 | 33.4361 | 2.5252 |  |  | 63.4639 | 3.1867 | 45.5123 | -2.5008 | 44.508 | -5.2428 | 36.0136 | -2.2326 | 38.0716 | 0.23615
1035 | -0.0044404 | -8.7144 | 11.3369 | -10.1831 | 9.9843 | -15.4878 | 33.8329 | -2.1441 | 33.4932 | 2.5825 |  |  | 63.4563 | 3.2231 | 45.55 | -2.4331 | 44.4896 | -5.2612 | 36 | -2.1753 | 38.0786 | 0.29344
1036 | -0.07766 | -8.7873 | 11.3025 | -10.217 | 9.9891 | -15.5321 | 33.8237 | -2.1961 | 33.4514 | 2.5408 |  |  | 63.4486 | 3.1815 | 45.5468 | -2.48 | 44.4347 | -5.3161 | 35.9864 | -2.243 | 38.0816 | 0.25698
1037 | -0.15088 | -8.8602 | 11.2681 | -10.2508 | 9.9984 | -15.5764 | 33.8184 | -2.2482 | 33.4096 | 2.4992 |  |  | 63.4486 | 3.1398 | 45.4996 | -2.5269 | 44.3798 | -5.371 | 35.9764 | -2.3107 | 38.0846 | 0.22052
1038 | -0.2241 | -8.9331 | 11.2337 | -10.2847 | 10.0177 | -15.6206 | 33.8217 | -2.3003 | 33.3678 | 2.4575 |  |  | 63.4656 | 3.0981 | 45.4934 | -2.5737 | 44.3249 | -5.4258 | 35.9743 | -2.3784 | 38.0876 | 0.18406
1039 | -0.18013 | -8.8889 | 11.2983 | -10.2196 | 10.037 | -15.5503 | 33.825 | -2.2534 | 33.4093 | 2.4992 |  |  | 63.4826 | 3.1606 | 45.5312 | -2.5086 | 44.3378 | -5.413 | 35.9722 | -2.329 | 38.0852 | 0.21531
1040 | -0.13616 | -8.8446 | 11.3629 | -10.1545 | 10.05 | -15.48 | 33.8263 | -2.2066 | 33.4508 | 2.5408 |  |  | 63.4936 | 3.2231 | 45.5667 | -2.4435 | 44.3506 | -5.4002 | 35.9659 | -2.2795 | 38.0829 | 0.24656
1041 | -0.092194 | -8.8003 | 11.4275 | -10.0894 | 10.0487 | -15.4097 | 33.8228 | -2.1597 | 33.4924 | 2.5825 |  |  | 63.4913 | 3.2856 | 45.5997 | -2.3784 | 44.3634 | -5.3874 | 35.9502 | -2.23 | 38.0805 | 0.27781
1042 | -0.155 | -8.8628 | 11.3957 | -10.1206 | 10.0475 | -15.4644 | 33.8193 | -2.2014 | 33.474 | 2.5643 |  |  | 63.489 | 3.2335 | 45.5892 | -2.4357 | 44.3476 | -5.4032 | 35.9346 | -2.2951 | 38.0822 | 0.24135
1043 | -0.2178 | -8.9253 | 11.3639 | -10.1519 | 10.0498 | -15.5191 | 33.8193 | -2.243 | 33.4556 | 2.546 |  |  | 63.4899 | 3.1815 | 45.5316 | -2.493 | 44.3317 | -5.419 | 35.923 | -2.3602 | 38.0839 | 0.2049
1044 | -0.2806 | -8.9878 | 11.3322 | -10.1831 | 10.0603 | -15.5738 | 33.8273 | -2.2847 | 33.4372 | 2.5278 |  |  | 63.4981 | 3.1294 | 45.5186 | -2.5503 | 44.3159 | -5.4348 | 35.9207 | -2.4253 | 38.0856 | 0.16844
1045 | -0.24184 | -8.9488 | 11.3733 | -10.1415 | 10.0709 | -15.5113 | 33.8353 | -2.2378 | 33.4892 | 2.5799 |  |  | 63.5063 | 3.1841 | 45.5541 | -2.4852 | 44.2793 | -5.4715 | 35.9184 | -2.3784 | 38.0894 | 0.22052
1046 | -0.20308 | -8.9097 | 11.4145 | -10.0998 | 10.0754 | -15.4488 | 33.8385 | -2.1909 | 33.5411 | 2.632 |  |  | 63.5129 | 3.2388 | 45.5844 | -2.4201 | 44.2426 | -5.5081 | 35.913 | -2.3316 | 38.0932 | 0.2726
1047 | -0.16432 | -8.8706 | 11.4556 | -10.0581 | 10.0662 | -15.3863 | 33.8305 | -2.1441 | 33.5931 | 2.6841 |  |  | 63.5159 | 3.2934 | 45.609 | -2.355 | 44.2059 | -5.5448 | 35.9005 | -2.2847 | 38.097 | 0.32469
1048 | -0.24535 | -8.9514 | 11.4056 | -10.1076 | 10.0569 | -15.4488 | 33.8224 | -2.1935 | 33.5408 | 2.632 |  |  | 63.5189 | 3.257 | 45.5795 | -2.4435 | 44.2344 | -5.5163 | 35.888 | -2.342 | 38.092 | 0.27
1049 | -0.32638 | -9.0321 | 11.3556 | -10.1571 | 10.05 | -15.5113 | 33.8187 | -2.243 | 33.4886 | 2.5799 |  |  | 63.5251 | 3.2205 | 45.4907 | -2.5321 | 44.2628 | -5.4879 | 35.8809 | -2.3993 | 38.0869 | 0.21531
1050 | -0.40741 | -9.1128 | 11.3056 | -10.2066 | 10.0485 | -15.5738 | 33.8249 | -2.2925 | 33.4364 | 2.5278 |  |  | 63.5387 | 3.1841 | 45.4518 | -2.6206 | 44.2913 | -5.4594 | 35.8866 | -2.4566 | 38.0819 | 0.16062
1051 | -0.36084 | -9.0659 | 11.3598 | -10.1519 | 10.0469 | -15.5269 | 33.8311 | -2.243 | 33.4935 | 2.5851 |  |  | 63.5523 | 3.2361 | 45.4682 | -2.5711 | 44.3223 | -5.4284 | 35.8923 | -2.4019 | 38.0811 | 0.20229
1052 | -0.31427 | -9.0191 | 11.414 | -10.0972 | 10.0405 | -15.48 | 33.8338 | -2.1935 | 33.5507 | 2.6424 |  |  | 63.5579 | 3.2882 | 45.4865 | -2.5217 | 44.3534 | -5.3973 | 35.8939 | -2.3472 | 38.0802 | 0.24396
1053 | -0.2677 | -8.9722 | 11.4681 | -10.0425 | 10.0229 | -15.4331 | 33.8283 | -2.1441 | 33.6078 | 2.6997 |  |  | 63.5449 | 3.3403 | 45.5069 | -2.4722 | 44.3844 | -5.3663 | 35.8861 | -2.2925 | 38.0794 | 0.28563
1054 | -0.33571 | -9.0399 | 11.4103 | -10.0998 | 10.0053 | -15.4982 | 33.8227 | -2.1909 | 33.5843 | 2.6763 |  |  | 63.5319 | 3.2778 | 45.4891 | -2.5321 | 44.3686 | -5.3821 | 35.8783 | -2.3472 | 38.0798 | 0.25177
1055 | -0.40372 | -9.1076 | 11.3525 | -10.1571 | 9.9903 | -15.5633 | 33.8197 | -2.2378 | 33.5607 | 2.6528 |  |  | 63.5244 | 3.2153 | 45.4289 | -2.592 | 44.3528 | -5.3979 | 35.874 | -2.4019 | 38.0802 | 0.21792
1056 | -0.47173 | -9.1753 | 11.2947 | -10.2144 | 9.9819 | -15.6284 | 33.8228 | -2.2847 | 33.5371 | 2.6294 |  |  | 63.5298 | 3.1528 | 45.4053 | -2.6519 | 44.3369 | -5.4137 | 35.878 | -2.4566 | 38.0806 | 0.18406
1057 | -0.43297 | -9.1363 | 11.3306 | -10.1779 | 9.9735 | -15.592 | 33.8258 | -2.243 | 33.576 | 2.6684 |  |  | 63.5352 | 3.2101 | 45.4227 | -2.6102 | 44.368 | -5.3827 | 35.882 | -2.4071 | 38.0745 | 0.21531
1058 | -0.3942 | -9.0972 | 11.3666 | -10.1415 | 9.9623 | -15.5555 | 33.8257 | -2.2014 | 33.6149 | 2.7075 |  |  | 63.5411 | 3.2674 | 45.438 | -2.5685 | 44.399 | -5.3516 | 35.8849 | -2.3576 | 38.0684 | 0.24656
1059 | -0.35544 | -9.0581 | 11.4025 | -10.105 | 9.9444 | -15.5191 | 33.8181 | -2.1597 | 33.6539 | 2.7466 |  |  | 63.5479 | 3.3247 | 45.4511 | -2.5269 | 44.4301 | -5.3206 | 35.885 | -2.3081 | 38.0623 | 0.27781
1060 | -0.42085 | -9.1232 | 11.3499 | -10.1571 | 9.9266 | -15.5764 | 33.8106 | -2.204 | 33.6016 | 2.6945 |  |  | 63.5548 | 3.2934 | 45.4273 | -2.592 | 44.4273 | -5.3234 | 35.8852 | -2.3446 | 38.0508 | 0.22312
1061 | -0.48626 | -9.1883 | 11.2973 | -10.2092 | 9.9116 | -15.6336 | 33.8052 | -2.2482 | 33.5494 | 2.6424 |  |  | 63.5604 | 3.2622 | 45.3619 | -2.6571 | 44.4244 | -5.3262 | 35.8862 | -2.381 | 38.0393 | 0.16844
1062 | -0.55166 | -9.2534 | 11.2447 | -10.2613 | 9.9037 | -15.6909 | 33.805 | -2.2925 | 33.4972 | 2.5903 |  |  | 63.5631 | 3.2309 | 45.3311 | -2.7222 | 44.4216 | -5.329 | 35.8893 | -2.4175 | 38.0278 | 0.11375
1063 | -0.51811 | -9.2196 | 11.2781 | -10.2274 | 9.8958 | -15.6597 | 33.8048 | -2.2586 | 33.5517 | 2.645 |  |  | 63.5659 | 3.2596 | 45.3394 | -2.6909 | 44.4657 | -5.2849 | 35.8924 | -2.3836 | 38.0206 | 0.15021
1064 | -0.48456 | -9.1857 | 11.3114 | -10.1935 | 9.8822 | -15.6284 | 33.7997 | -2.2248 | 33.6063 | 2.6997 |  |  | 63.5684 | 3.2882 | 45.3486 | -2.6597 | 44.5098 | -5.2408 | 35.8888 | -2.3498 | 38.0133 | 0.18667
1065 | -0.451 | -9.1519 | 11.3447 | -10.1597 | 9.8546 | -15.5972 | 33.7828 | -2.1909 | 33.6608 | 2.7544 |  |  | 63.5702 | 3.3169 | 45.3587 | -2.6284 | 44.5538 | -5.1967 | 35.8688 | -2.3159 | 38.0061 | 0.22312
1066 | -0.50599 | -9.2066 | 11.2843 | -10.2196 | 9.827 | -15.6675 | 33.7658 | -2.2456 | 33.5878 | 2.6815 |  |  | 63.572 | 3.2986 | 45.342 | -2.6753 | 44.5458 | -5.2047 | 35.8487 | -2.3758 | 37.9997 | 0.17365
1067 | -0.56098 | -9.2613 | 11.2239 | -10.2795 | 9.8077 | -15.7378 | 33.7563 | -2.3003 | 33.5147 | 2.6085 |  |  | 63.5779 | 3.2804 | 45.2948 | -2.7222 | 44.5378 | -5.2128 | 35.8355 | -2.4357 | 37.9934 | 0.12417
1068 | -0.61597 | -9.3159 | 11.1635 | -10.3394 | 9.8092 | -15.8081 | 33.7651 | -2.355 | 33.4417 | 2.5356 |  |  | 63.5937 | 3.2622 | 45.2858 | -2.7691 | 44.5298 | -5.2208 | 35.8391 | -2.4956 | 37.9871 | 0.074688
1069 | -0.55377 | -9.2534 | 11.2177 | -10.2847 | 9.8107 | -15.7508 | 33.7739 | -2.2977 | 33.4962 | 2.5903 |  |  | 63.6096 | 3.3039 | 45.3205 | -2.7092 | 44.5608 | -5.1897 | 35.8426 | -2.4435 | 37.98 | 0.11635
1070 | -0.49157 | -9.1909 | 11.2719 | -10.23 | 9.8079 | -15.6935 | 33.7761 | -2.2404 | 33.5508 | 2.645 |  |  | 63.6196 | 3.3455 | 45.3506 | -2.6493 | 44.5919 | -5.1587 | 35.8424 | -2.3915 | 37.9729 | 0.15802
1071 | -0.42937 | -9.1284 | 11.326 | -10.1753 | 9.7943 | -15.6363 | 33.7616 | -2.1831 | 33.6053 | 2.6997 |  |  | 63.615 | 3.3872 | 45.3753 | -2.5894 | 44.6229 | -5.1276 | 35.8331 | -2.3394 | 37.9658 | 0.19969
1072 | -0.49478 | -9.1935 | 11.263 | -10.2378 | 9.7806 | -15.7014 | 33.7471 | -2.2508 | 33.5557 | 2.6502 |  |  | 63.6105 | 3.3481 | 45.3557 | -2.6597 | 44.6149 | -5.1356 | 35.8237 | -2.3941 | 37.9508 | 0.13458
1073 | -0.56018 | -9.2586 | 11.2 | -10.3003 | 9.7682 | -15.7665 | 33.7339 | -2.3185 | 33.5061 | 2.6007 |  |  | 63.6079 | 3.3091 | 45.2851 | -2.73 | 44.6069 | -5.1436 | 35.8166 | -2.4487 | 37.9358 | 0.069479
1074 | -0.62559 | -9.3238 | 11.137 | -10.3628 | 9.7587 | -15.8316 | 33.7239 | -2.3862 | 33.4565 | 2.5513 |  |  | 63.6105 | 3.27 | 45.2553 | -2.8003 | 44.5989 | -5.1517 | 35.8151 | -2.5034 | 37.9209 | 0.004375
1075 | -0.58422 | -9.2821 | 11.1782 | -10.3211 | 9.7492 | -15.7977 | 33.7139 | -2.3524 | 33.5084 | 2.6033 |  |  | 63.613 | 3.3039 | 45.2727 | -2.756 | 44.6247 | -5.1258 | 35.8135 | -2.4644 | 37.9073 | 0.038229
1076 | -0.54286 | -9.2404 | 11.2193 | -10.2795 | 9.7377 | -15.7639 | 33.7027 | -2.3185 | 33.5603 | 2.6554 |  |  | 63.61 | 3.3377 | 45.291 | -2.7118 | 44.6505 | -5.1 | 35.8069 | -2.4253 | 37.8937 | 0.072083
1077 | -0.50149 | -9.1988 | 11.2605 | -10.2378 | 9.7214 | -15.73 | 33.6885 | -2.2847 | 33.6123 | 2.7075 |  |  | 63.5931 | 3.3716 | 45.3104 | -2.6675 | 44.6764 | -5.0741 | 35.7874 | -2.3862 | 37.88 | 0.10594
1078 | -0.55127 | -9.2482 | 11.2053 | -10.2925 | 9.7051 | -15.7821 | 33.6743 | -2.3342 | 33.5653 | 2.6606 |  |  | 63.5761 | 3.3169 | 45.2991 | -2.7144 | 44.6683 | -5.0821 | 35.7678 | -2.4487 | 37.8632 | 0.046042
1079 | -0.60105 | -9.2977 | 11.1501 | -10.3472 | 9.6931 | -15.8342 | 33.6622 | -2.3836 | 33.5183 | 2.6138 |  |  | 63.5658 | 3.2622 | 45.2519 | -2.7612 | 44.6603 | -5.0902 | 35.7521 | -2.5112 | 37.8464 | -0.013854
1080 | -0.65083 | -9.3472 | 11.0949 | -10.4019 | 9.6922 | -15.8863 | 33.6556 | -2.4331 | 33.4713 | 2.5669 |  |  | 63.5722 | 3.2075 | 45.237 | -2.8081 | 44.6523 | -5.0982 | 35.7458 | -2.5737 | 37.8296 | -0.07375
1081 | -0.60426 | -9.3003 | 11.1413 | -10.355 | 9.6914 | -15.8472 | 33.6491 | -2.4071 | 33.4998 | 2.5955 |  |  | 63.5786 | 3.2596 | 45.26 | -2.7639 | 44.6833 | -5.0671 | 35.7396 | -2.5373 | 37.8127 | -0.050313
1082 | -0.55768 | -9.2534 | 11.1876 | -10.3081 | 9.6864 | -15.8081 | 33.639 | -2.381 | 33.5283 | 2.6242 |  |  | 63.5806 | 3.3117 | 45.2803 | -2.7196 | 44.7144 | -5.0361 | 35.7293 | -2.5008 | 37.7957 | -0.026875
1083 | -0.51111 | -9.2066 | 11.234 | -10.2613 | 9.6707 | -15.7691 | 33.6198 | -2.355 | 33.5568 | 2.6528 |  |  | 63.5713 | 3.3638 | 45.2975 | -2.6753 | 44.7454 | -5.005 | 35.7085 | -2.4644 | 37.7787 | -0.0034375
1084 | -0.5661 | -9.2613 | 11.1814 | -10.3133 | 9.655 | -15.8238 | 33.6007 | -2.4071 | 33.4967 | 2.5929 |  |  | 63.562 | 3.3091 | 45.2816 | -2.73 | 44.7218 | -5.0286 | 35.6878 | -2.5269 | 37.7638 | -0.060729
1085 | -0.62109 | -9.3159 | 11.1288 | -10.3654 | 9.6439 | -15.8784 | 33.5851 | -2.4592 | 33.4367 | 2.533 |  |  | 63.5559 | 3.2544 | 45.2265 | -2.7847 | 44.6981 | -5.0523 | 35.6715 | -2.5894 | 37.749 | -0.11802
1086 | -0.67607 | -9.3706 | 11.0762 | -10.4175 | 9.6451 | -15.9331 | 33.5791 | -2.5112 | 33.3767 | 2.4731 |  |  | 63.5579 | 3.1997 | 45.2074 | -2.8394 | 44.6745 | -5.0759 | 35.6669 | -2.6519 | 37.7341 | -0.17531
1087 | -0.6269 | -9.3211 | 11.1226 | -10.3706 | 9.6463 | -15.8889 | 33.573 | -2.4826 | 33.439 | 2.5356 |  |  | 63.56 | 3.244 | 45.2307 | -2.7925 | 44.7446 | -5.0058 | 35.6623 | -2.6128 | 37.7359 | -0.13885
1088 | -0.57772 | -9.2717 | 11.169 | -10.3238 | 9.6529 | -15.8446 | 33.5722 | -2.454 | 33.5014 | 2.5981 |  |  | 63.5703 | 3.2882 | 45.2588 | -2.7456 | 44.8147 | -4.9357 | 35.6593 | -2.5737 | 37.7377 | -0.1024
1089 | -0.52854 | -9.2222 | 11.2153 | -10.2769 | 9.6737 | -15.8003 | 33.5855 | -2.4253 | 33.5638 | 2.6606 |  |  | 63.6025 | 3.3325 | 45.2926 | -2.6987 | 44.8848 | -4.8656 | 35.6604 | -2.5347 | 37.7395 | -0.065937
1090 | -0.53144 | -9.2248 | 11.22 | -10.2717 | 9.6945 | -15.7951 | 33.5988 | -2.4227 | 33.5402 | 2.6372 |  |  | 63.6347 | 3.3559 | 45.3109 | -2.6987 | 44.7987 | -4.9517 | 35.6616 | -2.5607 | 37.7263 | -0.076354
1091 | -0.53435 | -9.2274 | 11.2248 | -10.2665 | 9.7014 | -15.7899 | 33.5968 | -2.4201 | 33.5166 | 2.6138 |  |  | 63.651 | 3.3794 | 45.3105 | -2.6987 | 44.7125 | -5.0379 | 35.6511 | -2.5868 | 37.7131 | -0.086771
1092 | -0.53725 | -9.23 | 11.2295 | -10.2613 | 9.6711 | -15.7847 | 33.5541 | -2.4175 | 33.493 | 2.5903 |  |  | 63.6248 | 3.4028 | 45.2947 | -2.6987 | 44.6264 | -5.124 | 35.6096 | -2.6128 | 37.6999 | -0.097187
1093 | -0.58964 | -9.2821 | 11.1769 | -10.3133 | 9.6408 | -15.8394 | 33.5113 | -2.493 | 33.446 | 2.5434 |  |  | 63.5986 | 3.3403 | 45.2601 | -2.743 | 44.7225 | -5.0279 | 35.5682 | -2.6649 | 37.6726 | -0.1649
1094 | -0.64202 | -9.3342 | 11.1243 | -10.3654 | 9.6199 | -15.8941 | 33.4771 | -2.5685 | 33.399 | 2.4966 |  |  | 63.5789 | 3.2778 | 45.2317 | -2.7873 | 44.8187 | -4.9317 | 35.5367 | -2.717 | 37.6454 | -0.2326
1095 | -0.69441 | -9.3863 | 11.0717 | -10.4175 | 9.6243 | -15.9488 | 33.4658 | -2.6441 | 33.352 | 2.4497 |  |  | 63.5763 | 3.2153 | 45.2106 | -2.8316 | 44.9148 | -4.8355 | 35.5322 | -2.7691 | 37.6181 | -0.30031
1096 | -0.65044 | -9.342 | 11.1233 | -10.3654 | 9.6287 | -15.8993 | 33.4544 | -2.6076 | 33.3883 | 2.4861 |  |  | 63.5738 | 3.257 | 45.2178 | -2.7899 | 44.8365 | -4.9139 | 35.5278 | -2.7378 | 37.6195 | -0.25865
1097 | -0.60646 | -9.2977 | 11.1749 | -10.3133 | 9.6377 | -15.8498 | 33.449 | -2.5711 | 33.4247 | 2.5226 |  |  | 63.577 | 3.2986 | 45.2591 | -2.7482 | 44.7581 | -4.9922 | 35.5279 | -2.7066 | 37.6208 | -0.21698
1098 | -0.56249 | -9.2534 | 11.2264 | -10.2613 | 9.6591 | -15.8003 | 33.4595 | -2.5347 | 33.461 | 2.5591 |  |  | 63.5961 | 3.3403 | 45.2913 | -2.7066 | 44.6798 | -5.0705 | 35.5407 | -2.6753 | 37.6221 | -0.17531
1099 | -0.56019 | -9.2508 | 11.2416 | -10.2456 | 9.6806 | -15.7977 | 33.4701 | -2.5425 | 33.4635 | 2.5617 |  |  | 63.6151 | 3.3429 | 45.3125 | -2.6909 | 44.7395 | -5.0108 | 35.5535 | -2.6753 | 37.6279 | -0.18833
1100 | -0.55789 | -9.2482 | 11.2567 | -10.23 | 9.6979 | -15.7951 | 33.4768 | -2.5503 | 33.4659 | 2.5643 |  |  | 63.6305 | 3.3455 | 45.3288 | -2.6753 | 44.7992 | -4.9512 | 35.5615 | -2.6753 | 37.6337 | -0.20135
1101 | -0.55558 | -9.2456 | 11.2718 | -10.2144 | 9.7041 | -15.7925 | 33.4731 | -2.5581 | 33.4684 | 2.5669 |  |  | 63.636 | 3.3481 | 45.3391 | -2.6597 | 44.8588 | -4.8915 | 35.5566 | -2.6753 | 37.6395 | -0.21438
1102 | -0.55849 | -9.2482 | 11.2817 | -10.204 | 9.7102 | -15.7821 | 33.4695 | -2.5581 | 33.4604 | 2.5591 |  |  | 63.6415 | 3.3559 | 45.3434 | -2.6623 | 44.8873 | -4.863 | 35.5516 | -2.6831 | 37.6262 | -0.20396
1103 | -0.56139 | -9.2508 | 11.2916 | -10.1935 | 9.7092 | -15.7717 | 33.4583 | -2.5581 | 33.4525 | 2.5513 |  |  | 63.6372 | 3.3638 | 45.3405 | -2.6649 | 44.9157 | -4.8346 | 35.5366 | -2.6909 | 37.6128 | -0.19354
1104 | -0.5643 | -9.2534 | 11.3016 | -10.1831 | 9.6885 | -15.7613 | 33.4263 | -2.5581 | 33.4446 | 2.5434 |  |  | 63.6057 | 3.3716 | 45.3267 | -2.6675 | 44.9442 | -4.8061 | 35.4937 | -2.6987 | 37.5995 | -0.18313
1105 | -0.60887 | -9.2977 | 11.2646 | -10.2196 | 9.6678 | -15.8029 | 33.3943 | -2.6128 | 33.4001 | 2.4992 |  |  | 63.5743 | 3.3117 | 45.2995 | -2.7014 | 44.9309 | -4.8194 | 35.4508 | -2.7665 | 37.5831 | -0.24563
1106 | -0.65344 | -9.342 | 11.2276 | -10.256 | 9.6572 | -15.8446 | 33.3713 | -2.6675 | 33.3557 | 2.4549 |  |  | 63.5567 | 3.2518 | 45.2805 | -2.7352 | 44.9177 | -4.8326 | 35.4199 | -2.8342 | 37.5667 | -0.30812
1107 | -0.69801 | -9.3863 | 11.1907 | -10.2925 | 9.6749 | -15.8863 | 33.3736 | -2.7222 | 33.3113 | 2.4106 |  |  | 63.5782 | 3.1919 | 45.2715 | -2.7691 | 44.9045 | -4.8458 | 35.4226 | -2.9019 | 37.5503 | -0.37062
1108 | -0.65664 | -9.3446 | 11.2553 | -10.2274 | 9.6926 | -15.8238 | 33.3758 | -2.6779 | 33.3633 | 2.4627 |  |  | 63.5996 | 3.2726 | 45.292 | -2.7118 | 44.9303 | -4.82 | 35.4254 | -2.8472 | 37.5444 | -0.31594
1109 | -0.61528 | -9.3029 | 11.3199 | -10.1623 | 9.7048 | -15.7613 | 33.3716 | -2.6336 | 33.4152 | 2.5148 |  |  | 63.6148 | 3.3533 | 45.3489 | -2.6545 | 44.9561 | -4.7941 | 35.4207 | -2.7925 | 37.5386 | -0.26125
1110 | -0.57391 | -9.2613 | 11.3845 | -10.0972 | 9.7014 | -15.6988 | 33.3491 | -2.5894 | 33.4672 | 2.5669 |  |  | 63.6124 | 3.4341 | 45.368 | -2.5972 | 44.9819 | -4.7683 | 35.3949 | -2.7378 | 37.5327 | -0.20656
1111 | -0.64192 | -9.329 | 11.3345 | -10.1467 | 9.698 | -15.7482 | 33.3265 | -2.6597 | 33.415 | 2.5148 |  |  | 63.61 | 3.3716 | 45.3399 | -2.6493 | 44.9609 | -4.7893 | 35.3691 | -2.8211 | 37.521 | -0.28208
1112 | -0.70993 | -9.3967 | 11.2846 | -10.1961 | 9.6992 | -15.7977 | 33.3091 | -2.73 | 33.3628 | 2.4627 |  |  | 63.61 | 3.3091 | 45.3146 | -2.7014 | 44.9399 | -4.8104 | 35.3475 | -2.9045 | 37.5093 | -0.3576
1113 | -0.77794 | -9.4644 | 11.2346 | -10.2456 | 9.7138 | -15.8472 | 33.3065 | -2.8003 | 33.3105 | 2.4106 |  |  | 63.6169 | 3.2466 | 45.2926 | -2.7534 | 44.9188 | -4.8314 | 35.3378 | -2.9878 | 37.4977 | -0.43312
1114 | -0.72615 | -9.4123 | 11.307 | -10.1727 | 9.7283 | -15.7847 | 33.3038 | -2.7534 | 33.3677 | 2.4679 |  |  | 63.6238 | 3.3039 | 45.3056 | -2.6961 | 44.9394 | -4.8108 | 35.3281 | -2.9435 | 37.5078 | -0.37583
1115 | -0.67437 | -9.3602 | 11.3794 | -10.0998 | 9.7476 | -15.7222 | 33.308 | -2.7066 | 33.4249 | 2.5252 |  |  | 63.6375 | 3.3611 | 45.3626 | -2.6389 | 44.96 | -4.7902 | 35.3248 | -2.8993 | 37.5178 | -0.31854
1116 | -0.62259 | -9.3081 | 11.4518 | -10.0269 | 9.7803 | -15.6597 | 33.3318 | -2.6597 | 33.482 | 2.5825 |  |  | 63.6704 | 3.4184 | 45.4052 | -2.5816 | 44.9807 | -4.7695 | 35.3399 | -2.855 | 37.5279 | -0.26125
1117 | -0.6307 | -9.3159 | 11.4592 | -10.0191 | 9.8131 | -15.6467 | 33.3556 | -2.6519 | 33.4949 | 2.5955 |  |  | 63.7034 | 3.4341 | 45.4297 | -2.5659 | 44.9492 | -4.801 | 35.355 | -2.8602 | 37.5289 | -0.26385
1118 | -0.63881 | -9.3238 | 11.4665 | -10.0113 | 9.8309 | -15.6336 | 33.366 | -2.6441 | 33.5078 | 2.6085 |  |  | 63.723 | 3.4497 | 45.4417 | -2.5503 | 44.9177 | -4.8324 | 35.3574 | -2.8654 | 37.5298 | -0.26646
1119 | -0.64693 | -9.3316 | 11.4738 | -10.0034 | 9.8051 | -15.6206 | 33.337 | -2.6362 | 33.5207 | 2.6216 |  |  | 63.7037 | 3.4653 | 45.4381 | -2.5347 | 44.8863 | -4.8639 | 35.323 | -2.8706 | 37.5308 | -0.26906
1120 | -0.70973 | -9.3941 | 11.4447 | -10.0321 | 9.7793 | -15.6727 | 33.3081 | -2.6909 | 33.4815 | 2.5825 |  |  | 63.6844 | 3.421 | 45.413 | -2.5868 | 44.8418 | -4.9084 | 35.2886 | -2.9253 | 37.5173 | -0.31594
1121 | -0.77253 | -9.4566 | 11.4155 | -10.0607 | 9.7638 | -15.7248 | 33.2883 | -2.7456 | 33.4423 | 2.5434 |  |  | 63.6706 | 3.3768 | 45.3606 | -2.6389 | 44.7973 | -4.9529 | 35.2643 | -2.98 | 37.5037 | -0.36281
1122 | -0.83533 | -9.5191 | 11.3864 | -10.0894 | 9.779 | -15.7769 | 33.2955 | -2.8003 | 33.4031 | 2.5044 |  |  | 63.6732 | 3.3325 | 45.3439 | -2.6909 | 44.7528 | -4.9973 | 35.2698 | -3.0347 | 37.4902 | -0.40969
1123 | -0.79396 | -9.4774 | 11.4458 | -10.0295 | 9.7942 | -15.7118 | 33.3026 | -2.7482 | 33.455 | 2.5565 |  |  | 63.6759 | 3.369 | 45.3727 | -2.6389 | 44.776 | -4.9741 | 35.2754 | -2.9852 | 37.495 | -0.36281
1124 | -0.75259 | -9.4357 | 11.5052 | -9.9696 | 9.8042 | -15.6467 | 33.3065 | -2.6961 | 33.507 | 2.6085 |  |  | 63.6756 | 3.4054 | 45.3988 | -2.5868 | 44.7993 | -4.9509 | 35.2759 | -2.9357 | 37.4998 | -0.31594
1125 | -0.71123 | -9.3941 | 11.5646 | -9.9097 | 9.7985 | -15.5816 | 33.3005 | -2.6441 | 33.5589 | 2.6606 |  |  | 63.6663 | 3.4419 | 45.4213 | -2.5347 | 44.8225 | -4.9276 | 35.2611 | -2.8862 | 37.5046 | -0.26906
1126 | -0.77924 | -9.4618 | 11.512 | -9.9618 | 9.7927 | -15.6363 | 33.2945 | -2.6909 | 33.5197 | 2.6216 |  |  | 63.6571 | 3.4002 | 45.411 | -2.5868 | 44.7702 | -4.9799 | 35.2464 | -2.9461 | 37.5111 | -0.30031
1127 | -0.84724 | -9.5295 | 11.4594 | -10.0139 | 9.7897 | -15.6909 | 33.2941 | -2.7378 | 33.4806 | 2.5825 |  |  | 63.6542 | 3.3585 | 45.3586 | -2.6389 | 44.7179 | -5.0322 | 35.2374 | -3.006 | 37.5176 | -0.33156
1128 | -0.91525 | -9.5972 | 11.4069 | -10.0659 | 9.7949 | -15.7456 | 33.3107 | -2.7847 | 33.4414 | 2.5434 |  |  | 63.6702 | 3.3169 | 45.339 | -2.6909 | 44.6656 | -5.0845 | 35.2455 | -3.0659 | 37.5241 | -0.36281
1129 | -0.89212 | -9.5738 | 11.4533 | -10.0191 | 9.8001 | -15.6961 | 33.3274 | -2.7222 | 33.4855 | 2.5877 |  |  | 63.6862 | 3.3742 | 45.3619 | -2.6467 | 44.681 | -5.0691 | 35.2536 | -3.0086 | 37.5296 | -0.31594
1130 | -0.86898 | -9.5503 | 11.4996 | -9.9722 | 9.8005 | -15.6467 | 33.3376 | -2.6597 | 33.5296 | 2.632 |  |  | 63.6981 | 3.4315 | 45.3809 | -2.6024 | 44.6964 | -5.0537 | 35.2557 | -2.9514 | 37.5351 | -0.26906
1131 | -0.84584 | -9.5269 | 11.546 | -9.9253 | 9.7866 | -15.5972 | 33.3281 | -2.5972 | 33.5738 | 2.6763 |  |  | 63.6974 | 3.4888 | 45.3946 | -2.5581 | 44.7118 | -5.0383 | 35.2395 | -2.8941 | 37.5406 | -0.22219
1132 | -0.91385 | -9.5946 | 11.5013 | -9.9696 | 9.7727 | -15.6545 | 33.3187 | -2.6571 | 33.5294 | 2.632 |  |  | 63.6968 | 3.4471 | 45.3751 | -2.6206 | 44.6778 | -5.0723 | 35.2233 | -2.9618 | 37.5435 | -0.26646
1133 | -0.98186 | -9.6623 | 11.4565 | -10.0139 | 9.764 | -15.7118 | 33.3174 | -2.717 | 33.485 | 2.5877 |  |  | 63.7029 | 3.4054 | 45.3123 | -2.6831 | 44.6437 | -5.1064 | 35.2145 | -3.0295 | 37.5464 | -0.31073
1134 | -1.0499 | -9.73 | 11.4117 | -10.0581 | 9.7713 | -15.7691 | 33.341 | -2.7769 | 33.4406 | 2.5434 |  |  | 63.7297 | 3.3638 | 45.2848 | -2.7456 | 44.6096 | -5.1405 | 35.2287 | -3.0972 | 37.5494 | -0.355
1135 | -1.0085 | -9.6883 | 11.4659 | -10.0034 | 9.7786 | -15.7144 | 33.3645 | -2.6935 | 33.5134 | 2.6164 |  |  | 63.7565 | 3.4393 | 45.3036 | -2.704 | 44.6927 | -5.0573 | 35.2428 | -3.0243 | 37.5496 | -0.2951
1136 | -0.96713 | -9.6467 | 11.5201 | -9.9488 | 9.7771 | -15.6597 | 33.3795 | -2.6102 | 33.5861 | 2.6893 |  |  | 63.7743 | 3.5148 | 45.319 | -2.6623 | 44.7759 | -4.9742 | 35.2515 | -2.9514 | 37.5498 | -0.23521
1137 | -0.92577 | -9.605 | 11.5743 | -9.8941 | 9.7484 | -15.605 | 33.3679 | -2.5269 | 33.6589 | 2.7622 |  |  | 63.7643 | 3.5903 | 45.33 | -2.6206 | 44.859 | -4.8911 | 35.2432 | -2.8784 | 37.55 | -0.17531
1138 | -0.99898 | -9.6779 | 11.5009 | -9.967 | 9.7198 | -15.6909 | 33.3563 | -2.605 | 33.5859 | 2.6893 |  |  | 63.7542 | 3.52 | 45.308 | -2.6857 | 44.7624 | -4.9877 | 35.2348 | -2.9435 | 37.5379 | -0.25604
1139 | -1.0722 | -9.7508 | 11.4275 | -10.0399 | 9.6973 | -15.7769 | 33.3488 | -2.6831 | 33.5128 | 2.6164 |  |  | 63.7492 | 3.4497 | 45.2426 | -2.7508 | 44.6658 | -5.0842 | 35.2296 | -3.0086 | 37.5259 | -0.33677
1140 | -1.1454 | -9.8238 | 11.3541 | -10.1128 | 9.6945 | -15.8628 | 33.3543 | -2.7612 | 33.4398 | 2.5434 |  |  | 63.7597 | 3.3794 | 45.2114 | -2.8159 | 44.5693 | -5.1808 | 35.2343 | -3.0737 | 37.5138 | -0.4175
1141 | -1.1067 | -9.7847 | 11.4031 | -10.0633 | 9.6916 | -15.8055 | 33.3598 | -2.6961 | 33.5126 | 2.6164 |  |  | 63.7702 | 3.4471 | 45.2257 | -2.7795 | 44.668 | -5.082 | 35.2391 | -3.0191 | 37.5261 | -0.355
1142 | -1.0679 | -9.7456 | 11.4521 | -10.0139 | 9.6926 | -15.7482 | 33.3715 | -2.631 | 33.5854 | 2.6893 |  |  | 63.7842 | 3.5148 | 45.2449 | -2.743 | 44.7667 | -4.9833 | 35.2491 | -2.9644 | 37.5385 | -0.2925
1143 | -1.0291 | -9.7066 | 11.5011 | -9.9644 | 9.7061 | -15.6909 | 33.4026 | -2.5659 | 33.6582 | 2.7622 |  |  | 63.809 | 3.5825 | 45.2706 | -2.7066 | 44.8655 | -4.8845 | 35.2758 | -2.9097 | 37.5508 | -0.23
1144 | -1.0398 | -9.717 | 11.498 | -9.967 | 9.7196 | -15.7066 | 33.4337 | -2.5581 | 33.6789 | 2.783 |  |  | 63.8338 | 3.5773 | 45.2851 | -2.7066 | 44.7871 | -4.9629 | 35.3026 | -2.9019 | 37.5499 | -0.23
1145 | -1.0506 | -9.7274 | 11.4949 | -9.9696 | 9.7198 | -15.7222 | 33.4508 | -2.5503 | 33.6996 | 2.8039 |  |  | 63.8459 | 3.5721 | 45.2848 | -2.7066 | 44.7088 | -5.0412 | 35.3171 | -2.8941 | 37.5491 | -0.23
1146 | -1.0613 | -9.7378 | 11.4918 | -9.9722 | 9.6772 | -15.7378 | 33.4231 | -2.5425 | 33.7203 | 2.8247 |  |  | 63.8177 | 3.5669 | 45.2591 | -2.7066 | 44.6305 | -5.1196 | 35.2923 | -2.8862 | 37.5482 | -0.23
1147 | -1.1059 | -9.7821 | 11.4315 | -10.0321 | 9.6346 | -15.7977 | 33.3953 | -2.5946 | 33.6446 | 2.7492 |  |  | 63.7894 | 3.5226 | 45.1994 | -2.7821 | 44.7344 | -5.0156 | 35.2676 | -2.9331 | 37.5308 | -0.2951
1148 | -1.1504 | -9.8264 | 11.3711 | -10.092 | 9.6036 | -15.8576 | 33.378 | -2.6467 | 33.569 | 2.6736 |  |  | 63.7743 | 3.4783 | 45.1509 | -2.8576 | 44.8384 | -4.9116 | 35.2534 | -2.98 | 37.5134 | -0.36021
1149 | -1.195 | -9.8706 | 11.3107 | -10.1519 | 9.6102 | -15.9175 | 33.3945 | -2.6987 | 33.4933 | 2.5981 |  |  | 63.8019 | 3.4341 | 45.1177 | -2.9331 | 44.9423 | -4.8077 | 35.2735 | -3.0269 | 37.4961 | -0.42531
1150 | -1.138 | -9.8133 | 11.3753 | -10.0868 | 9.6168 | -15.8628 | 33.411 | -2.6336 | 33.5765 | 2.6815 |  |  | 63.8296 | 3.5122 | 45.1295 | -2.8602 | 44.8744 | -4.8756 | 35.2937 | -2.9592 | 37.496 | -0.3576
1151 | -1.081 | -9.756 | 11.4399 | -10.0217 | 9.6157 | -15.8081 | 33.4205 | -2.5685 | 33.6597 | 2.7648 |  |  | 63.8482 | 3.5903 | 45.202 | -2.7873 | 44.8064 | -4.9435 | 35.3048 | -2.8915 | 37.496 | -0.2899
1152 | -1.024 | -9.6988 | 11.5046 | -9.9566 | 9.5897 | -15.7534 | 33.407 | -2.5034 | 33.7429 | 2.8481 |  |  | 63.8372 | 3.6684 | 45.2215 | -2.7144 | 44.7385 | -5.0114 | 35.2861 | -2.8237 | 37.4959 | -0.22219
1153 | -1.0946 | -9.7691 | 11.4286 | -10.0321 | 9.5636 | -15.8342 | 33.3935 | -2.5711 | 33.6673 | 2.7726 |  |  | 63.8263 | 3.5955 | 45.1689 | -2.8003 | 44.8451 | -4.9049 | 35.2675 | -2.9019 | 37.4794 | -0.30031
1154 | -1.1652 | -9.8394 | 11.3526 | -10.1076 | 9.5421 | -15.9149 | 33.3823 | -2.6389 | 33.5916 | 2.6971 |  |  | 63.8205 | 3.5226 | 45.1164 | -2.8862 | 44.9516 | -4.7983 | 35.2528 | -2.98 | 37.4628 | -0.37844
1155 | -1.2359 | -9.9097 | 11.2766 | -10.1831 | 9.5357 | -15.9956 | 33.3788 | -2.7066 | 33.516 | 2.6216 |  |  | 63.8319 | 3.4497 | 45.0639 | -2.9722 | 45.0582 | -4.6918 | 35.2511 | -3.0581 | 37.4462 | -0.45656
1156 | -1.1815 | -9.855 | 11.3229 | -10.1363 | 9.5293 | -15.9488 | 33.3752 | -2.6649 | 33.5757 | 2.6815 |  |  | 63.8434 | 3.52 | 45.0467 | -2.9409 | 44.985 | -4.7649 | 35.2493 | -3.006 | 37.4432 | -0.42531
1157 | -1.1271 | -9.8003 | 11.3693 | -10.0894 | 9.5282 | -15.9019 | 33.3759 | -2.6232 | 33.6355 | 2.7414 |  |  | 63.8584 | 3.5903 | 45.0776 | -2.9097 | 44.9119 | -4.838 | 35.2521 | -2.954 | 37.4402 | -0.39406
1158 | -1.0727 | -9.7456 | 11.4157 | -10.0425 | 9.5449 | -15.855 | 33.3911 | -2.5816 | 33.6953 | 2.8013 |  |  | 63.8856 | 3.6606 | 45.0981 | -2.8784 | 44.8388 | -4.9112 | 35.2699 | -2.9019 | 37.4372 | -0.36281
1159 | -1.073 | -9.7456 | 11.4205 | -10.0373 | 9.5616 | -15.8576 | 33.4063 | -2.5842 | 33.6717 | 2.7778 |  |  | 63.9127 | 3.658 | 45.1044 | -2.8784 | 44.9531 | -4.7968 | 35.2878 | -2.9071 | 37.4432 | -0.36281
1160 | -1.0733 | -9.7456 | 11.4252 | -10.0321 | 9.5748 | -15.8602 | 33.4184 | -2.5868 | 33.6482 | 2.7544 |  |  | 63.9324 | 3.6554 | 45.1081 | -2.8784 | 45.0675 | -4.6824 | 35.3024 | -2.9123 | 37.4493 | -0.36281
1161 | -1.0736 | -9.7456 | 11.4299 | -10.0269 | 9.5758 | -15.8628 | 33.42 | -2.5894 | 33.6246 | 2.7309 |  |  | 63.9266 | 3.6528 | 45.1086 | -2.8784 | 45.1819 | -4.5681 | 35.306 | -2.9175 | 37.4554 | -0.36281
1162 | -1.0635 | -9.7352 | 11.432 | -10.0243 | 9.5769 | -15.8576 | 33.4217 | -2.5842 | 33.6401 | 2.7466 |  |  | 63.9208 | 3.645 | 45.1097 | -2.8758 | 45.1296 | -4.6204 | 35.3096 | -2.9071 | 37.4493 | -0.36802
1163 | -1.0534 | -9.7248 | 11.4342 | -10.0217 | 9.5787 | -15.8524 | 33.4213 | -2.579 | 33.6556 | 2.7622 |  |  | 63.918 | 3.6372 | 45.112 | -2.8732 | 45.0773 | -4.6726 | 35.3109 | -2.8967 | 37.4432 | -0.37323
1164 | -1.0433 | -9.7144 | 11.4363 | -10.0191 | 9.5829 | -15.8472 | 33.4138 | -2.5737 | 33.6711 | 2.7778 |  |  | 63.9255 | 3.6294 | 45.116 | -2.8706 | 45.0249 | -4.7249 | 35.3039 | -2.8862 | 37.4371 | -0.37844
1165 | -1.0331 | -9.704 | 11.441 | -10.0139 | 9.5872 | -15.842 | 33.4063 | -2.5894 | 33.6683 | 2.7752 |  |  | 63.933 | 3.6476 | 45.1224 | -2.8628 | 45.0742 | -4.6757 | 35.297 | -2.9045 | 37.4264 | -0.39146
1166 | -1.023 | -9.6935 | 11.4458 | -10.0086 | 9.5911 | -15.8368 | 33.3969 | -2.605 | 33.6656 | 2.7726 |  |  | 63.9408 | 3.6658 | 45.1267 | -2.855 | 45.1235 | -4.6264 | 35.2895 | -2.9227 | 37.4156 | -0.40448
1167 | -1.0129 | -9.6831 | 11.4505 | -10.0034 | 9.5938 | -15.8316 | 33.3809 | -2.6206 | 33.6629 | 2.77 |  |  | 63.9496 | 3.6841 | 45.1281 | -2.8472 | 45.1727 | -4.5772 | 35.2801 | -2.9409 | 37.4049 | -0.4175
1168 | -1.021 | -9.6909 | 11.4526 | -10.0008 | 9.5966 | -15.829 | 33.365 | -2.6362 | 33.6523 | 2.7596 |  |  | 63.9585 | 3.6867 | 45.1233 | -2.8602 | 45.1517 | -4.5982 | 35.2707 | -2.9435 | 37.3924 | -0.42792
1169 | -1.0291 | -9.6988 | 11.4547 | -9.9982 | 9.6004 | -15.8264 | 33.3538 | -2.6519 | 33.6418 | 2.7492 |  |  | 63.9632 | 3.6893 | 45.11 | -2.8732 | 45.1306 | -4.6193 | 35.2641 | -2.9461 | 37.3798 | -0.43833
1170 | -1.0372 | -9.7066 | 11.4569 | -9.9956 | 9.6082 | -15.8238 | 33.3594 | -2.6675 | 33.6313 | 2.7388 |  |  | 63.9533 | 3.6919 | 45.1069 | -2.8862 | 45.1096 | -4.6403 | 35.2673 | -2.9487 | 37.3673 | -0.44875
1171 | -1.0297 | -9.6988 | 11.472 | -9.98 | 9.6161 | -15.8107 | 33.365 | -2.6467 | 33.6441 | 2.7518 |  |  | 63.9435 | 3.6736 | 45.1183 | -2.868 | 45.138 | -4.6119 | 35.2705 | -2.9409 | 37.3609 | -0.46437
1172 | -1.0222 | -9.6909 | 11.4872 | -9.9644 | 9.6238 | -15.7977 | 33.3702 | -2.6258 | 33.657 | 2.7648 |  |  | 63.9368 | 3.6554 | 45.1301 | -2.8498 | 45.1664 | -4.5834 | 35.2718 | -2.9331 | 37.3544 | -0.48
1173 | -1.0147 | -9.6831 | 11.5023 | -9.9488 | 9.6313 | -15.7847 | 33.3737 | -2.605 | 33.6699 | 2.7778 |  |  | 63.9417 | 3.6372 | 45.1427 | -2.8316 | 45.1948 | -4.555 | 35.2669 | -2.9253 | 37.348 | -0.49562
1174 | -1.0046 | -9.6727 | 11.507 | -9.9435 | 9.6387 | -15.7795 | 33.3771 | -2.6128 | 33.6724 | 2.7804 |  |  | 63.9465 | 3.658 | 45.1499 | -2.8316 | 45.1686 | -4.5813 | 35.2619 | -2.9383 | 37.3503 | -0.4774
1175 | -0.99448 | -9.6623 | 11.5118 | -9.9383 | 9.6468 | -15.7743 | 33.3784 | -2.6206 | 33.6749 | 2.783 |  |  | 63.9532 | 3.6789 | 45.1495 | -2.8316 | 45.1423 | -4.6075 | 35.2571 | -2.9514 | 37.3526 | -0.45917
1176 | -0.98436 | -9.6519 | 11.5165 | -9.9331 | 9.6573 | -15.7691 | 33.3718 | -2.6284 | 33.6774 | 2.7856 |  |  | 63.9661 | 3.6997 | 45.1526 | -2.8316 | 45.116 | -4.6338 | 35.253 | -2.9644 | 37.3549 | -0.44094
1177 | -0.98987 | -9.6571 | 11.5291 | -9.9201 | 9.6677 | -15.7534 | 33.3652 | -2.6336 | 33.672 | 2.7804 |  |  | 63.9791 | 3.7075 | 45.1605 | -2.8211 | 45.1471 | -4.6028 | 35.2489 | -2.9618 | 37.3542 | -0.45396
1178 | -0.99538 | -9.6623 | 11.5416 | -9.9071 | 9.6784 | -15.7378 | 33.3601 | -2.6389 | 33.6667 | 2.7752 |  |  | 63.993 | 3.7153 | 45.1681 | -2.8107 | 45.1781 | -4.5717 | 35.2451 | -2.9592 | 37.3535 | -0.46698
1179 | -1.0009 | -9.6675 | 11.5542 | -9.8941 | 9.69 | -15.7222 | 33.3607 | -2.6441 | 33.6614 | 2.77 |  |  | 64.01 | 3.7231 | 45.1751 | -2.8003 | 45.2091 | -4.5407 | 35.2426 | -2.9566 | 37.3528 | -0.48
1180 | -0.99598 | -9.6623 | 11.5719 | -9.8758 | 9.7016 | -15.7118 | 33.3614 | -2.6389 | 33.6795 | 2.7882 |  |  | 64.027 | 3.7466 | 45.1791 | -2.8003 | 45.1855 | -4.5643 | 35.2402 | -2.9618 | 37.3509 | -0.47219
1181 | -0.99107 | -9.6571 | 11.5897 | -9.8576 | 9.7118 | -15.7014 | 33.3616 | -2.6336 | 33.6976 | 2.8065 |  |  | 64.0407 | 3.77 | 45.1787 | -2.8003 | 45.1618 | -4.588 | 35.2377 | -2.967 | 37.3491 | -0.46437
1182 | -0.98616 | -9.6519 | 11.6074 | -9.8394 | 9.7166 | -15.6909 | 33.3602 | -2.6284 | 33.7157 | 2.8247 |  |  | 64.0423 | 3.7934 | 45.1784 | -2.8003 | 45.1381 | -4.6117 | 35.2352 | -2.9722 | 37.3473 | -0.45656
1183 | -0.99949 | -9.6649 | 11.6043 | -9.842 | 9.7214 | -15.6883 | 33.3589 | -2.6336 | 33.7103 | 2.8195 |  |  | 64.0439 | 3.7804 | 45.178 | -2.8003 | 45.0962 | -4.6535 | 35.2327 | -2.9722 | 37.346 | -0.46698
1184 | -1.0128 | -9.6779 | 11.6013 | -9.8446 | 9.7269 | -15.6857 | 33.3579 | -2.6389 | 33.705 | 2.8143 |  |  | 64.047 | 3.7674 | 45.1786 | -2.8003 | 45.0544 | -4.6954 | 35.231 | -2.9722 | 37.3448 | -0.4774
1185 | -1.0261 | -9.6909 | 11.5982 | -9.8472 | 9.7348 | -15.6831 | 33.3586 | -2.6441 | 33.6997 | 2.8091 |  |  | 64.0556 | 3.7544 | 45.1806 | -2.8003 | 45.0125 | -4.7373 | 35.2321 | -2.9722 | 37.3436 | -0.48781
1186 | -1.0316 | -9.6961 | 11.6055 | -9.8394 | 9.7427 | -15.6701 | 33.3592 | -2.6389 | 33.7204 | 2.8299 |  |  | 64.0642 | 3.7778 | 45.1848 | -2.7925 | 45.119 | -4.6307 | 35.2333 | -2.9696 | 37.3312 | -0.4774
1187 | -1.0371 | -9.7014 | 11.6129 | -9.8316 | 9.7426 | -15.6571 | 33.3526 | -2.6336 | 33.7411 | 2.8507 |  |  | 64.0655 | 3.8013 | 45.1923 | -2.7847 | 45.2256 | -4.5242 | 35.2259 | -2.967 | 37.3188 | -0.46698
1188 | -1.0427 | -9.7066 | 11.6202 | -9.8238 | 9.7127 | -15.6441 | 33.3186 | -2.6284 | 33.7618 | 2.8716 |  |  | 64.039 | 3.8247 | 45.1753 | -2.7769 | 45.3321 | -4.4177 | 35.1861 | -2.9644 | 37.3064 | -0.45656
1189 | -1.1133 | -9.7769 | 11.5677 | -9.8758 | 9.6828 | -15.7014 | 33.2846 | -2.6883 | 33.6992 | 2.8091 |  |  | 64.0126 | 3.7648 | 45.1225 | -2.8446 | 45.2407 | -4.509 | 35.1463 | -3.0321 | 37.2875 | -0.51906
1190 | -1.1839 | -9.8472 | 11.5151 | -9.9279 | 9.6596 | -15.7586 | 33.2584 | -2.7482 | 33.6366 | 2.7466 |  |  | 63.9924 | 3.7049 | 45.0781 | -2.9123 | 45.1494 | -4.6004 | 35.1142 | -3.0998 | 37.2687 | -0.58156
1191 | -1.2545 | -9.9175 | 11.4626 | -9.98 | 9.6621 | -15.8159 | 33.2619 | -2.8081 | 33.5739 | 2.6841 |  |  | 63.9963 | 3.645 | 45.0457 | -2.98 | 45.058 | -4.6917 | 35.1115 | -3.1675 | 37.2498 | -0.64406
1192 | -1.2105 | -9.8732 | 11.5142 | -9.9279 | 9.6646 | -15.7717 | 33.2655 | -2.7612 | 33.6285 | 2.7388 |  |  | 64.0001 | 3.6919 | 45.0473 | -2.9279 | 45.1489 | -4.6008 | 35.1088 | -3.1258 | 37.247 | -0.59719
1193 | -1.1666 | -9.829 | 11.5658 | -9.8758 | 9.663 | -15.7274 | 33.2645 | -2.7144 | 33.6831 | 2.7934 |  |  | 64.0012 | 3.7388 | 45.099 | -2.8758 | 45.2398 | -4.5099 | 35.1026 | -3.0842 | 37.2441 | -0.55031
1194 | -1.1226 | -9.7847 | 11.6174 | -9.8238 | 9.6456 | -15.6831 | 33.2455 | -2.6675 | 33.7376 | 2.8481 |  |  | 63.9918 | 3.7856 | 45.1164 | -2.8237 | 45.3308 | -4.419 | 35.0831 | -3.0425 | 37.2413 | -0.50344
1195 | -1.1932 | -9.855 | 11.5648 | -9.8758 | 9.6281 | -15.7404 | 33.2266 | -2.73 | 33.675 | 2.7856 |  |  | 63.9825 | 3.7388 | 45.0828 | -2.8784 | 45.2498 | -4.4999 | 35.0636 | -3.1024 | 37.2348 | -0.55292
1196 | -1.2638 | -9.9253 | 11.5123 | -9.9279 | 9.6138 | -15.7977 | 33.2133 | -2.7925 | 33.6124 | 2.7231 |  |  | 63.9785 | 3.6919 | 45.0501 | -2.9331 | 45.1688 | -4.5809 | 35.0472 | -3.1623 | 37.2283 | -0.6024
1197 | -1.3344 | -9.9956 | 11.4597 | -9.98 | 9.6118 | -15.855 | 33.2222 | -2.855 | 33.5497 | 2.6606 |  |  | 63.9955 | 3.645 | 45.0184 | -2.9878 | 45.0879 | -4.6618 | 35.0431 | -3.2222 | 37.2218 | -0.65187
1198 | -1.3061 | -9.967 | 11.4957 | -9.9435 | 9.6097 | -15.8185 | 33.2312 | -2.7977 | 33.6017 | 2.7127 |  |  | 64.0125 | 3.7049 | 45.0087 | -2.9644 | 45.1085 | -4.6412 | 35.039 | -3.1883 | 37.226 | -0.61802
1199 | -1.2777 | -9.9383 | 11.5317 | -9.9071 | 9.6105 | -15.7821 | 33.2406 | -2.7404 | 33.6537 | 2.7648 |  |  | 64.0305 | 3.7648 | 45.0318 | -2.9409 | 45.1291 | -4.6206 | 35.0399 | -3.1545 | 37.2302 | -0.58417
1200 | -1.2494 | -9.9097 | 11.5677 | -9.8706 | 9.6226 | -15.7456 | 33.2523 | -2.6831 | 33.7056 | 2.8169 |  |  | 64.0528 | 3.8247 | 45.0466 | -2.9175 | 45.1497 | -4.6 | 35.0609 | -3.1206 | 37.2344 | -0.55031
1201 | -1.2601 | -9.9201 | 11.5673 | -9.8706 | 9.6347 | -15.7482 | 33.2639 | -2.7014 | 33.7107 | 2.8221 |  |  | 64.0751 | 3.8221 | 45.0488 | -2.9201 | 45.1469 | -4.6028 | 35.0818 | -3.1076 | 37.2415 | -0.55552
1202 | -1.2708 | -9.9305 | 11.5668 | -9.8706 | 9.6422 | -15.7508 | 33.2739 | -2.7196 | 33.7158 | 2.8273 |  |  | 64.0934 | 3.8195 | 45.048 | -2.9227 | 45.1441 | -4.6056 | 35.0993 | -3.0946 | 37.2486 | -0.56073
1203 | -1.2816 | -9.9409 | 11.5663 | -9.8706 | 9.6308 | -15.7534 | 33.2772 | -2.7378 | 33.7209 | 2.8325 |  |  | 64.0953 | 3.8169 | 45.0427 | -2.9253 | 45.1412 | -4.6085 | 35.1025 | -3.0816 | 37.2556 | -0.56594
1204 | -1.2897 | -9.9488 | 11.5685 | -9.868 | 9.6195 | -15.7691 | 33.2805 | -2.7196 | 33.7286 | 2.8403 |  |  | 64.0973 | 3.8221 | 45.0353 | -2.9357 | 45.1592 | -4.5904 | 35.1058 | -3.0842 | 37.2551 | -0.55812
1205 | -1.2978 | -9.9566 | 11.5706 | -9.8654 | 9.6083 | -15.7847 | 33.2848 | -2.7014 | 33.7363 | 2.8481 |  |  | 64.098 | 3.8273 | 45.0245 | -2.9461 | 45.1772 | -4.5724 | 35.1084 | -3.0868 | 37.2546 | -0.55031
1206 | -1.3059 | -9.9644 | 11.5727 | -9.8628 | 9.598 | -15.8003 | 33.2933 | -2.6831 | 33.7439 | 2.8559 |  |  | 64.0937 | 3.8325 | 45.0179 | -2.9566 | 45.1952 | -4.5544 | 35.1085 | -3.0894 | 37.254 | -0.5425
1207 | -1.3166 | -9.9748 | 11.5645 | -9.8706 | 9.5878 | -15.8055 | 33.3018 | -2.6805 | 33.7516 | 2.8638 |  |  | 64.0894 | 3.8221 | 45.0175 | -2.954 | 45.1559 | -4.5937 | 35.1087 | -3.0868 | 37.2358 | -0.55552
1208 | -1.3273 | -9.9852 | 11.5562 | -9.8784 | 9.5697 | -15.8107 | 33.3014 | -2.6779 | 33.7593 | 2.8716 |  |  | 64.0793 | 3.8117 | 45.0079 | -2.9514 | 45.1166 | -4.633 | 35.1016 | -3.0842 | 37.2175 | -0.56854
1209 | -1.338 | -9.9956 | 11.5479 | -9.8863 | 9.5197 | -15.8159 | 33.2645 | -2.6753 | 33.767 | 2.8794 |  |  | 64.0453 | 3.8013 | 44.9842 | -2.9487 | 45.0774 | -4.6723 | 35.0646 | -3.0816 | 37.1993 | -0.58156
1210 | -1.4061 | -10.0633 | 11.4797 | -9.954 | 9.4697 | -15.8941 | 33.2276 | -2.7378 | 33.7096 | 2.8221 |  |  | 64.0113 | 3.7518 | 44.9368 | -3.0321 | 45.0381 | -4.7116 | 35.0276 | -3.1441 | 37.1787 | -0.63625
1211 | -1.4741 | -10.131 | 11.4116 | -10.0217 | 9.4274 | -15.9722 | 33.1999 | -2.8003 | 33.6522 | 2.7648 |  |  | 63.9869 | 3.7023 | 44.8531 | -3.1154 | 44.9988 | -4.7508 | 34.9981 | -3.2066 | 37.1581 | -0.69094
1212 | -1.5421 | -10.1988 | 11.3434 | -10.0894 | 9.4174 | -16.0503 | 33.2108 | -2.8628 | 33.5948 | 2.7075 |  |  | 64.0032 | 3.6528 | 44.809 | -3.1987 | 44.9595 | -4.7901 | 34.9995 | -3.2691 | 37.1376 | -0.74562
1213 | -1.5033 | -10.1597 | 11.3846 | -10.0477 | 9.4074 | -16.0139 | 33.2217 | -2.8029 | 33.6519 | 2.7648 |  |  | 64.0196 | 3.7127 | 44.8257 | -3.1571 | 44.9827 | -4.7669 | 35.001 | -3.2248 | 37.1461 | -0.69875
1214 | -1.4646 | -10.1206 | 11.4258 | -10.006 | 9.4001 | -15.9774 | 33.235 | -2.743 | 33.7091 | 2.8221 |  |  | 64.0367 | 3.7726 | 44.8452 | -3.1154 | 45.0059 | -4.7437 | 35.0069 | -3.1805 | 37.1547 | -0.65187
1215 | -1.4258 | -10.0816 | 11.467 | -9.9644 | 9.4042 | -15.9409 | 33.2584 | -2.6831 | 33.7663 | 2.8794 |  |  | 64.0572 | 3.8325 | 44.8691 | -3.0737 | 45.0291 | -4.7205 | 35.032 | -3.1362 | 37.1633 | -0.605
1216 | -1.4261 | -10.0816 | 11.4587 | -9.9722 | 9.4083 | -15.9566 | 33.2818 | -2.6831 | 33.7636 | 2.8768 |  |  | 64.0777 | 3.8273 | 44.8774 | -3.0894 | 45.0445 | -4.7051 | 35.057 | -3.1232 | 37.1695 | -0.61542
1217 | -1.4264 | -10.0816 | 11.4505 | -9.98 | 9.4085 | -15.9722 | 33.301 | -2.6831 | 33.7608 | 2.8742 |  |  | 64.0951 | 3.8221 | 44.8614 | -3.105 | 45.0599 | -4.6897 | 35.0785 | -3.1102 | 37.1757 | -0.62583
1218 | -1.4267 | -10.0816 | 11.4422 | -9.9878 | 9.392 | -15.9878 | 33.3022 | -2.6831 | 33.7581 | 2.8716 |  |  | 64.0992 | 3.8169 | 44.8421 | -3.1206 | 45.0753 | -4.6743 | 35.0849 | -3.0972 | 37.1819 | -0.63625
1219 | -1.4296 | -10.0842 | 11.4339 | -9.9956 | 9.3755 | -16.0034 | 33.3034 | -2.6805 | 33.7736 | 2.8872 |  |  | 64.1033 | 3.8273 | 44.8178 | -3.1467 | 45.0568 | -4.6927 | 35.0912 | -3.0946 | 37.1781 | -0.63365
1220 | -1.4325 | -10.0868 | 11.4256 | -10.0034 | 9.3592 | -16.0191 | 33.3043 | -2.6779 | 33.7891 | 2.9028 |  |  | 64.1083 | 3.8377 | 44.7951 | -3.1727 | 45.0384 | -4.7112 | 35.0971 | -3.092 | 37.1742 | -0.63104
1221 | -1.4354 | -10.0894 | 11.4174 | -10.0113 | 9.3442 | -16.0347 | 33.3034 | -2.6753 | 33.8046 | 2.9184 |  |  | 64.117 | 3.8481 | 44.775 | -3.1987 | 45.0199 | -4.7297 | 35.1009 | -3.0894 | 37.1704 | -0.62844
1222 | -1.4279 | -10.0816 | 11.4065 | -10.0217 | 9.3293 | -16.0477 | 33.3025 | -2.6779 | 33.8071 | 2.921 |  |  | 64.1257 | 3.8559 | 44.7606 | -3.204 | 45.0431 | -4.7064 | 35.1047 | -3.0842 | 37.1622 | -0.63885
1223 | -1.4204 | -10.0738 | 11.3956 | -10.0321 | 9.3151 | -16.0607 | 33.3024 | -2.6805 | 33.8096 | 2.9236 |  |  | 64.1343 | 3.8638 | 44.7551 | -3.2092 | 45.0663 | -4.6832 | 35.1084 | -3.079 | 37.1541 | -0.64927
1224 | -1.4129 | -10.0659 | 11.3847 | -10.0425 | 9.3043 | -16.0738 | 33.3057 | -2.6831 | 33.8121 | 2.9263 |  |  | 64.142 | 3.8716 | 44.7454 | -3.2144 | 45.0895 | -4.66 | 35.1116 | -3.0737 | 37.1459 | -0.65969
1225 | -1.4002 | -10.0529 | 11.3765 | -10.0503 | 9.2935 | -16.0816 | 33.3091 | -2.6753 | 33.8093 | 2.9236 |  |  | 64.1497 | 3.8794 | 44.7294 | -3.2326 | 45.0685 | -4.6811 | 35.1149 | -3.0711 | 37.1358 | -0.67271
1226 | -1.3875 | -10.0399 | 11.3682 | -10.0581 | 9.2843 | -16.0894 | 33.3132 | -2.6675 | 33.8066 | 2.921 |  |  | 64.1562 | 3.8872 | 44.7139 | -3.2508 | 45.0474 | -4.7021 | 35.1185 | -3.0685 | 37.1257 | -0.68573
1227 | -1.3747 | -10.0269 | 11.3599 | -10.0659 | 9.2819 | -16.0972 | 33.3206 | -2.6597 | 33.8039 | 2.9184 |  |  | 64.1576 | 3.895 | 44.6993 | -3.2691 | 45.0264 | -4.7232 | 35.1239 | -3.0659 | 37.1155 | -0.69875
1228 | -1.3594 | -10.0113 | 11.3647 | -10.0607 | 9.2794 | -16.0946 | 33.3281 | -2.6519 | 33.7986 | 2.9132 |  |  | 64.159 | 3.8924 | 44.6882 | -3.2743 | 45.1069 | -4.6427 | 35.1293 | -3.0581 | 37.0959 | -0.70135
1229 | -1.3441 | -9.9956 | 11.3694 | -10.0555 | 9.2712 | -16.092 | 33.3284 | -2.6441 | 33.7932 | 2.908 |  |  | 64.1559 | 3.8898 | 44.6826 | -3.2795 | 45.1874 | -4.5622 | 35.1293 | -3.0503 | 37.0763 | -0.70396
1230 | -1.3288 | -9.98 | 11.3742 | -10.0503 | 9.2366 | -16.0894 | 33.2964 | -2.6362 | 33.7879 | 2.9028 |  |  | 64.1327 | 3.8872 | 44.6584 | -3.2847 | 45.2679 | -4.4817 | 35.1051 | -3.0425 | 37.0567 | -0.70656
1231 | -1.3603 | -10.0113 | 11.3138 | -10.1102 | 9.2019 | -16.1467 | 33.2644 | -2.6935 | 33.7435 | 2.8585 |  |  | 64.1094 | 3.8507 | 44.6045 | -3.3498 | 45.1869 | -4.5626 | 35.081 | -3.0868 | 37.0325 | -0.76906
1232 | -1.3919 | -10.0425 | 11.2535 | -10.1701 | 9.1747 | -16.204 | 33.2385 | -2.7508 | 33.6991 | 2.8143 |  |  | 64.0934 | 3.8143 | 44.5603 | -3.4149 | 45.1059 | -4.6436 | 35.0631 | -3.131 | 37.0083 | -0.83156
1233 | -1.4234 | -10.0738 | 11.1931 | -10.23 | 9.1813 | -16.2613 | 33.241 | -2.8081 | 33.6547 | 2.77 |  |  | 64.1106 | 3.7778 | 44.5318 | -3.48 | 45.025 | -4.7245 | 35.0738 | -3.1753 | 36.9842 | -0.89406
1234 | -1.3638 | -10.0139 | 11.2395 | -10.1831 | 9.1879 | -16.2118 | 33.2434 | -2.7665 | 33.6885 | 2.8039 |  |  | 64.1278 | 3.8299 | 44.535 | -3.4253 | 45.1445 | -4.605 | 35.0844 | -3.1284 | 36.9863 | -0.855
1235 | -1.3042 | -9.954 | 11.286 | -10.1363 | 9.197 | -16.1623 | 33.2468 | -2.7248 | 33.7222 | 2.8377 |  |  | 64.1452 | 3.882 | 44.5893 | -3.3706 | 45.2641 | -4.4854 | 35.0959 | -3.0816 | 36.9885 | -0.81594
1236 | -1.2446 | -9.8941 | 11.3324 | -10.0894 | 9.217 | -16.1128 | 33.2549 | -2.6831 | 33.7559 | 2.8716 |  |  | 64.1639 | 3.9341 | 44.6243 | -3.3159 | 45.3837 | -4.3659 | 35.1107 | -3.0347 | 36.9907 | -0.77687
1237 | -1.2189 | -9.868 | 11.3319 | -10.0894 | 9.2371 | -16.1102 | 33.263 | -2.6961 | 33.7662 | 2.882 |  |  | 64.1827 | 3.9315 | 44.6281 | -3.3237 | 45.3079 | -4.4416 | 35.1256 | -3.0399 | 36.975 | -0.7899
1238 | -1.1932 | -9.842 | 11.3315 | -10.0894 | 9.2481 | -16.1076 | 33.2615 | -2.7092 | 33.7765 | 2.8924 |  |  | 64.1913 | 3.9289 | 44.6221 | -3.3316 | 45.2321 | -4.5174 | 35.1307 | -3.0451 | 36.9593 | -0.80292
1239 | -1.1674 | -9.8159 | 11.331 | -10.0894 | 9.2166 | -16.105 | 33.2148 | -2.7222 | 33.7868 | 2.9028 |  |  | 64.1521 | 3.9263 | 44.6002 | -3.3394 | 45.1564 | -4.5931 | 35.0903 | -3.0503 | 36.9436 | -0.81594
1240 | -1.212 | -9.8602 | 11.2811 | -10.1389 | 9.185 | -16.1571 | 33.1682 | -2.7899 | 33.6955 | 2.8117 |  |  | 64.1129 | 3.8638 | 44.5667 | -3.3915 | 45.2681 | -4.4813 | 35.0498 | -3.1128 | 36.9088 | -0.89146
1241 | -1.2566 | -9.9045 | 11.2311 | -10.1883 | 9.1615 | -16.2092 | 33.1277 | -2.8576 | 33.6043 | 2.7205 |  |  | 64.0809 | 3.8013 | 44.5142 | -3.4435 | 45.3799 | -4.3696 | 35.0159 | -3.1753 | 36.874 | -0.96698
1242 | -1.3012 | -9.9488 | 11.1812 | -10.2378 | 9.1767 | -16.2613 | 33.1168 | -2.9253 | 33.513 | 2.6294 |  |  | 64.0834 | 3.7388 | 44.4906 | -3.4956 | 45.4916 | -4.2578 | 35.0133 | -3.2378 | 36.8392 | -1.0425
1243 | -1.2546 | -9.9019 | 11.2302 | -10.1883 | 9.192 | -16.2014 | 33.1058 | -2.8993 | 33.5676 | 2.6841 |  |  | 64.0858 | 3.783 | 44.5141 | -3.454 | 45.4185 | -4.331 | 35.0107 | -3.2014 | 36.8369 | -1.0086
1244 | -1.208 | -9.855 | 11.2793 | -10.1389 | 9.2106 | -16.1415 | 33.0976 | -2.8732 | 33.6221 | 2.7388 |  |  | 64.0935 | 3.8273 | 44.541 | -3.4123 | 45.3453 | -4.4041 | 35.0096 | -3.1649 | 36.8345 | -0.97479
1245 | -1.1614 | -9.8081 | 11.3283 | -10.0894 | 9.2458 | -16.0816 | 33.1027 | -2.8472 | 33.6767 | 2.7934 |  |  | 64.1265 | 3.8716 | 44.5734 | -3.3706 | 45.2722 | -4.4773 | 35.0155 | -3.1284 | 36.8322 | -0.94094
1246 | -1.1331 | -9.7795 | 11.3435 | -10.0738 | 9.281 | -16.0607 | 33.1077 | -2.855 | 33.6688 | 2.7856 |  |  | 64.1595 | 3.8976 | 44.5984 | -3.3576 | 45.3917 | -4.3577 | 35.0214 | -3.1415 | 36.8192 | -0.94875
1247 | -1.1048 | -9.7508 | 11.3586 | -10.0581 | 9.3076 | -16.0399 | 33.1046 | -2.8628 | 33.6609 | 2.7778 |  |  | 64.1828 | 3.9236 | 44.611 | -3.3446 | 45.5113 | -4.2382 | 35.0179 | -3.1545 | 36.8062 | -0.95656
1248 | -1.0764 | -9.7222 | 11.3738 | -10.0425 | 9.2926 | -16.0191 | 33.0615 | -2.8706 | 33.6529 | 2.77 |  |  | 64.1578 | 3.9497 | 44.6078 | -3.3316 | 45.6309 | -4.1186 | 34.9679 | -3.1675 | 36.7932 | -0.96437
1249 | -1.134 | -9.7795 | 11.3395 | -10.0764 | 9.2775 | -16.0555 | 33.0184 | -2.9357 | 33.6085 | 2.7257 |  |  | 64.1329 | 3.8924 | 44.5781 | -3.3706 | 45.5837 | -4.1657 | 34.918 | -3.2404 | 36.7636 | -1.0347
1250 | -1.1916 | -9.8368 | 11.3052 | -10.1102 | 9.2691 | -16.092 | 32.9821 | -3.0008 | 33.5641 | 2.6815 |  |  | 64.1145 | 3.8351 | 44.5543 | -3.4097 | 45.5366 | -4.2128 | 34.8758 | -3.3133 | 36.734 | -1.105
1251 | -1.2492 | -9.8941 | 11.2709 | -10.1441 | 9.2939 | -16.1284 | 32.9804 | -3.0659 | 33.5197 | 2.6372 |  |  | 64.1287 | 3.7778 | 44.5401 | -3.4487 | 45.4895 | -4.2599 | 34.8726 | -3.3862 | 36.7043 | -1.1753
1252 | -1.2052 | -9.8498 | 11.3355 | -10.079 | 9.3186 | -16.0633 | 32.9786 | -3.0269 | 33.5483 | 2.6658 |  |  | 64.1429 | 3.8377 | 44.5467 | -3.4071 | 45.5179 | -4.2315 | 34.8693 | -3.3446 | 36.7097 | -1.1362
1253 | -1.1613 | -9.8055 | 11.4002 | -10.0139 | 9.3461 | -15.9982 | 32.979 | -2.9878 | 33.5768 | 2.6945 |  |  | 64.1578 | 3.8976 | 44.588 | -3.3654 | 45.5463 | -4.2031 | 34.8671 | -3.3029 | 36.7151 | -1.0972
1254 | -1.1173 | -9.7613 | 11.4649 | -9.9488 | 9.388 | -15.9331 | 32.9906 | -2.9487 | 33.6053 | 2.7231 |  |  | 64.1761 | 3.9575 | 44.623 | -3.3237 | 45.5748 | -4.1746 | 34.8701 | -3.2612 | 36.7205 | -1.0581
1255 | -1.115 | -9.7586 | 11.4878 | -9.9253 | 9.4299 | -15.9045 | 33.0023 | -2.954 | 33.6078 | 2.7257 |  |  | 64.1945 | 3.9497 | 44.6473 | -3.3029 | 45.5563 | -4.1931 | 34.8732 | -3.2821 | 36.7319 | -1.0503
1256 | -1.1127 | -9.756 | 11.5108 | -9.9019 | 9.4685 | -15.8758 | 33.0103 | -2.9592 | 33.6103 | 2.7283 |  |  | 64.2119 | 3.9419 | 44.6693 | -3.2821 | 45.5378 | -4.2116 | 34.8733 | -3.3029 | 36.7432 | -1.0425
1257 | -1.1104 | -9.7534 | 11.5338 | -9.8784 | 9.4899 | -15.8472 | 33 | -2.9644 | 33.6128 | 2.7309 |  |  | 64.2247 | 3.9341 | 44.6873 | -3.2612 | 45.5194 | -4.23 | 34.8585 | -3.3237 | 36.7545 | -1.0347
1258 | -1.1263 | -9.7691 | 11.5542 | -9.8576 | 9.5112 | -15.829 | 32.9896 | -2.9774 | 33.6283 | 2.7466 |  |  | 64.2375 | 3.9601 | 44.7034 | -3.2482 | 45.4697 | -4.2797 | 34.8437 | -3.3342 | 36.7397 | -1.0425
1259 | -1.1423 | -9.7847 | 11.5746 | -9.8368 | 9.5258 | -15.8107 | 32.9749 | -2.9904 | 33.6438 | 2.7622 |  |  | 64.2447 | 3.9861 | 44.716 | -3.2352 | 45.4199 | -4.3294 | 34.8241 | -3.3446 | 36.7248 | -1.0503
1260 | -1.1582 | -9.8003 | 11.595 | -9.8159 | 9.5048 | -15.7925 | 32.9376 | -3.0034 | 33.6593 | 2.7778 |  |  | 64.2228 | 4.0122 | 44.709 | -3.2222 | 45.3702 | -4.3792 | 34.7798 | -3.355 | 36.71 | -1.0581
1261 | -1.2288 | -9.8706 | 11.5555 | -9.855 | 9.4838 | -15.8368 | 32.9003 | -3.0555 | 33.6019 | 2.7205 |  |  | 64.2008 | 3.9601 | 44.6686 | -3.2743 | 45.4585 | -4.2908 | 34.7355 | -3.4201 | 36.6954 | -1.1102
1262 | -1.2994 | -9.9409 | 11.5159 | -9.8941 | 9.4694 | -15.881 | 32.871 | -3.1076 | 33.5445 | 2.6632 |  |  | 64.1844 | 3.908 | 44.6371 | -3.3264 | 45.5468 | -4.2025 | 34.698 | -3.4852 | 36.6808 | -1.1623
1263 | -1.37 | -10.0113 | 11.4764 | -9.9331 | 9.4898 | -15.9253 | 32.8841 | -3.1597 | 33.4871 | 2.6059 |  |  | 64.1977 | 3.8559 | 44.6209 | -3.3784 | 45.6351 | -4.1142 | 34.6964 | -3.5503 | 36.6662 | -1.2144
1264 | -1.3443 | -9.9852 | 11.5359 | -9.8732 | 9.5101 | -15.8628 | 32.8972 | -3.105 | 33.5573 | 2.6763 |  |  | 64.2111 | 3.9106 | 44.6335 | -3.3159 | 45.5307 | -4.2186 | 34.6949 | -3.5112 | 36.6902 | -1.1519
1265 | -1.3186 | -9.9592 | 11.5953 | -9.8133 | 9.5315 | -15.8003 | 32.9118 | -3.0503 | 33.6275 | 2.7466 |  |  | 64.2281 | 3.9653 | 44.6956 | -3.2534 | 45.4263 | -4.323 | 34.6967 | -3.4722 | 36.7142 | -1.0894
1266 | -1.2928 | -9.9331 | 11.6548 | -9.7534 | 9.5579 | -15.7378 | 32.9341 | -2.9956 | 33.6977 | 2.8169 |  |  | 64.2651 | 4.02 | 44.7398 | -3.1909 | 45.3219 | -4.4274 | 34.7162 | -3.4331 | 36.7382 | -1.0269
1267 | -1.3061 | -9.9461 | 11.6726 | -9.7352 | 9.5843 | -15.7326 | 32.9565 | -2.993 | 33.6975 | 2.8169 |  |  | 64.3021 | 4.046 | 44.753 | -3.1883 | 45.3269 | -4.4225 | 34.7357 | -3.4253 | 36.7616 | -1.0112
1268 | -1.3195 | -9.9592 | 11.6904 | -9.717 | 9.6075 | -15.7274 | 32.9772 | -2.9904 | 33.6974 | 2.8169 |  |  | 64.3353 | 4.0721 | 44.7616 | -3.1857 | 45.3319 | -4.4175 | 34.7516 | -3.4175 | 36.7851 | -0.99562
1269 | -1.3328 | -9.9722 | 11.7081 | -9.6988 | 9.6134 | -15.7222 | 32.9891 | -2.9878 | 33.6973 | 2.8169 |  |  | 64.3484 | 4.0981 | 44.7622 | -3.1831 | 45.3368 | -4.4125 | 34.7478 | -3.4097 | 36.8085 | -0.98
1270 | -1.3461 | -9.9852 | 11.7155 | -9.6909 | 9.6193 | -15.7144 | 33.0009 | -2.9696 | 33.718 | 2.8377 |  |  | 64.3615 | 4.1033 | 44.7615 | -3.1857 | 45.3262 | -4.4231 | 34.744 | -3.4201 | 36.8146 | -0.9774
1271 | -1.3594 | -9.9982 | 11.7229 | -9.6831 | 9.6239 | -15.7066 | 33.0125 | -2.9514 | 33.7387 | 2.8585 |  |  | 64.3712 | 4.1085 | 44.7585 | -3.1883 | 45.3155 | -4.4338 | 34.7399 | -3.4305 | 36.8207 | -0.97479
1272 | -1.3728 | -10.0113 | 11.7302 | -9.6753 | 9.6212 | -15.6988 | 33.0224 | -2.9331 | 33.7595 | 2.8794 |  |  | 64.3619 | 4.1137 | 44.7524 | -3.1909 | 45.3049 | -4.4444 | 34.734 | -3.4409 | 36.8268 | -0.97219
1273 | -1.4017 | -10.0399 | 11.722 | -9.6831 | 9.6185 | -15.7066 | 33.0322 | -2.9279 | 33.7724 | 2.8924 |  |  | 64.3525 | 4.0955 | 44.7409 | -3.204 | 45.2578 | -4.4916 | 34.728 | -3.4435 | 36.8373 | -0.96698
1274 | -1.4307 | -10.0685 | 11.7137 | -9.6909 | 9.6147 | -15.7144 | 33.0426 | -2.9227 | 33.7853 | 2.9054 |  |  | 64.3452 | 4.0773 | 44.7287 | -3.217 | 45.2107 | -4.5387 | 34.7244 | -3.4461 | 36.8479 | -0.96177
1275 | -1.4596 | -10.0972 | 11.7055 | -9.6988 | 9.6044 | -15.7222 | 33.0555 | -2.9175 | 33.7982 | 2.9184 |  |  | 64.3493 | 4.0591 | 44.7153 | -3.23 | 45.1635 | -4.5858 | 34.7343 | -3.4487 | 36.8584 | -0.95656
1276 | -1.4677 | -10.105 | 11.7102 | -9.6935 | 9.5941 | -15.7326 | 33.0684 | -2.8993 | 33.8033 | 2.9236 |  |  | 64.3535 | 4.0773 | 44.702 | -3.243 | 45.2466 | -4.5027 | 34.7442 | -3.4305 | 36.8734 | -0.92531
1277 | -1.4759 | -10.1128 | 11.715 | -9.6883 | 9.5829 | -15.743 | 33.0808 | -2.881 | 33.8083 | 2.9289 |  |  | 64.359 | 4.0955 | 44.6886 | -3.256 | 45.3297 | -4.4196 | 34.7533 | -3.4123 | 36.8885 | -0.89406
1278 | -1.484 | -10.1206 | 11.7198 | -9.6831 | 9.5668 | -15.7534 | 33.0907 | -2.8628 | 33.8134 | 2.9341 |  |  | 64.3722 | 4.1137 | 44.6744 | -3.2691 | 45.4128 | -4.3365 | 34.7584 | -3.3941 | 36.9035 | -0.86281
1279 | -1.5025 | -10.1389 | 11.7063 | -9.6961 | 9.5507 | -15.7717 | 33.1005 | -2.8576 | 33.8289 | 2.9497 |  |  | 64.3855 | 4.1242 | 44.6589 | -3.2847 | 45.3188 | -4.4305 | 34.7634 | -3.3967 | 36.8929 | -0.87323
1280 | -1.521 | -10.1571 | 11.6928 | -9.7092 | 9.5296 | -15.7899 | 33.1061 | -2.8524 | 33.8445 | 2.9653 |  |  | 64.3915 | 4.1346 | 44.6354 | -3.3003 | 45.2248 | -4.5244 | 34.7629 | -3.3993 | 36.8823 | -0.88365
1281 | -1.5396 | -10.1753 | 11.6794 | -9.7222 | 9.4799 | -15.8081 | 33.0868 | -2.8472 | 33.86 | 2.9809 |  |  | 64.3552 | 4.145 | 44.5977 | -3.3159 | 45.1309 | -4.6184 | 34.731 | -3.4019 | 36.8716 | -0.89406
1282 | -1.6102 | -10.2456 | 11.6086 | -9.7925 | 9.4302 | -15.8758 | 33.0675 | -2.881 | 33.8104 | 2.9315 |  |  | 64.3188 | 4.0799 | 44.5435 | -3.3993 | 45.2296 | -4.5197 | 34.6991 | -3.4514 | 36.8563 | -0.94615
1283 | -1.6808 | -10.3159 | 11.5379 | -9.8628 | 9.3872 | -15.9435 | 33.0548 | -2.9149 | 33.7608 | 2.882 |  |  | 64.2925 | 4.0148 | 44.4598 | -3.4826 | 45.3283 | -4.421 | 34.6753 | -3.5008 | 36.8409 | -0.99823
1284 | -1.7514 | -10.3863 | 11.4671 | -9.9331 | 9.383 | -16.0113 | 33.0802 | -2.9487 | 33.7112 | 2.8325 |  |  | 64.3255 | 3.9497 | 44.4128 | -3.5659 | 45.427 | -4.3223 | 34.6996 | -3.5503 | 36.8255 | -1.0503
1285 | -1.7023 | -10.3368 | 11.5135 | -9.8863 | 9.3788 | -15.9748 | 33.1056 | -2.8862 | 33.7814 | 2.9028 |  |  | 64.3586 | 4.0434 | 44.4317 | -3.5243 | 45.333 | -4.4162 | 34.7238 | -3.48 | 36.8294 | -0.98781
1286 | -1.6531 | -10.2873 | 11.56 | -9.8394 | 9.3695 | -15.9383 | 33.1261 | -2.8237 | 33.8516 | 2.9731 |  |  | 64.3846 | 4.1372 | 44.444 | -3.4826 | 45.239 | -4.5102 | 34.744 | -3.4097 | 36.8333 | -0.92531
1287 | -1.6039 | -10.2378 | 11.6064 | -9.7925 | 9.3293 | -15.9019 | 33.1173 | -2.7612 | 33.9218 | 3.0434 |  |  | 64.3685 | 4.2309 | 44.4442 | -3.4409 | 45.145 | -4.6042 | 34.7398 | -3.3394 | 36.8372 | -0.86281
1288 | -1.6641 | -10.2977 | 11.5252 | -9.8732 | 9.2891 | -15.9878 | 33.1085 | -2.8133 | 33.8644 | 2.9861 |  |  | 64.3525 | 4.1476 | 44.4136 | -3.5269 | 45.2646 | -4.4847 | 34.7356 | -3.3889 | 36.8262 | -0.93312
1289 | -1.7243 | -10.3576 | 11.4441 | -9.954 | 9.2528 | -16.0738 | 33.1027 | -2.8654 | 33.8069 | 2.9289 |  |  | 64.34 | 4.0643 | 44.3273 | -3.6128 | 45.3841 | -4.3651 | 34.7343 | -3.4383 | 36.8153 | -1.0034
1290 | -1.7845 | -10.4175 | 11.3629 | -10.0347 | 9.2402 | -16.1597 | 33.1148 | -2.9175 | 33.7495 | 2.8716 |  |  | 64.3485 | 3.9809 | 44.276 | -3.6987 | 45.5037 | -4.2455 | 34.7506 | -3.4878 | 36.8044 | -1.0737
1291 | -1.7406 | -10.3732 | 11.3911 | -10.006 | 9.2277 | -16.1258 | 33.1269 | -2.8654 | 33.7911 | 2.9132 |  |  | 64.3571 | 4.046 | 44.2882 | -3.6649 | 45.4149 | -4.3343 | 34.767 | -3.4305 | 36.799 | -1.0243
1292 | -1.6966 | -10.329 | 11.4193 | -9.9774 | 9.2113 | -16.092 | 33.1347 | -2.8133 | 33.8326 | 2.9549 |  |  | 64.3623 | 4.1111 | 44.2943 | -3.631 | 45.3261 | -4.4231 | 34.78 | -3.3732 | 36.7936 | -0.97479
1293 | -1.6526 | -10.2847 | 11.4475 | -9.9488 | 9.1716 | -16.0581 | 33.1154 | -2.7612 | 33.8742 | 2.9966 |  |  | 64.3464 | 4.1762 | 44.289 | -3.5972 | 45.2374 | -4.5119 | 34.7723 | -3.3159 | 36.7883 | -0.92531
1294 | -1.7102 | -10.342 | 11.3768 | -10.0191 | 9.1319 | -16.1415 | 33.096 | -2.8237 | 33.8142 | 2.9367 |  |  | 64.3306 | 4.1111 | 44.2552 | -3.6831 | 45.3387 | -4.4106 | 34.7646 | -3.3628 | 36.7777 | -0.98781
1295 | -1.7678 | -10.3993 | 11.306 | -10.0894 | 9.096 | -16.2248 | 33.0813 | -2.8862 | 33.7542 | 2.8768 |  |  | 64.3178 | 4.046 | 44.1688 | -3.7691 | 45.44 | -4.3092 | 34.7605 | -3.4097 | 36.7672 | -1.0503
1296 | -1.8254 | -10.4566 | 11.2353 | -10.1597 | 9.0846 | -16.3081 | 33.0961 | -2.9487 | 33.6942 | 2.8169 |  |  | 64.3237 | 3.9809 | 44.1173 | -3.855 | 45.5413 | -4.2079 | 34.7796 | -3.4566 | 36.7566 | -1.1128
1297 | -1.758 | -10.3889 | 11.2609 | -10.1336 | 9.0732 | -16.2743 | 33.1109 | -2.8862 | 33.7539 | 2.8768 |  |  | 64.3297 | 4.0304 | 44.1297 | -3.8211 | 45.4942 | -4.255 | 34.7987 | -3.3967 | 36.7653 | -1.0659
1298 | -1.6906 | -10.3211 | 11.2865 | -10.1076 | 9.0638 | -16.2404 | 33.1269 | -2.8237 | 33.8137 | 2.9367 |  |  | 64.3387 | 4.0799 | 44.1438 | -3.7873 | 45.4471 | -4.3021 | 34.8191 | -3.3368 | 36.7739 | -1.0191
1299 | -1.6232 | -10.2534 | 11.3121 | -10.0816 | 9.0677 | -16.2066 | 33.1502 | -2.7612 | 33.8735 | 2.9966 |  |  | 64.367 | 4.1294 | 44.1613 | -3.7534 | 45.4 | -4.3492 | 34.8479 | -3.2769 | 36.7826 | -0.97219
1300 | -1.6209 | -10.2508 | 11.309 | -10.0842 | 9.0715 | -16.2196 | 33.1735 | -2.7612 | 33.8708 | 2.994 |  |  | 64.3953 | 4.145 | 44.167 | -3.7691 | 45.4674 | -4.2818 | 34.8767 | -3.2665 | 36.7876 | -0.9774
1301 | -1.6186 | -10.2482 | 11.306 | -10.0868 | 9.073 | -16.2326 | 33.1936 | -2.7612 | 33.8681 | 2.9914 |  |  | 64.4221 | 4.1606 | 44.151 | -3.7847 | 45.5349 | -4.2143 | 34.9021 | -3.256 | 36.7926 | -0.9826
1302 | -1.6163 | -10.2456 | 11.303 | -10.0894 | 9.0591 | -16.2456 | 33.1933 | -2.7612 | 33.8653 | 2.9888 |  |  | 64.4392 | 4.1762 | 44.135 | -3.8003 | 45.6024 | -4.1468 | 34.9057 | -3.2456 | 36.7976 | -0.98781
1303 | -1.6062 | -10.2352 | 11.2869 | -10.105 | 9.0452 | -16.2586 | 33.193 | -2.7612 | 33.8626 | 2.9861 |  |  | 64.4563 | 4.1945 | 44.119 | -3.8159 | 45.5058 | -4.2434 | 34.9093 | -3.2456 | 36.7868 | -1.0008
1304 | -1.5961 | -10.2248 | 11.2708 | -10.1206 | 9.0321 | -16.2717 | 33.1931 | -2.7612 | 33.8599 | 2.9835 |  |  | 64.4721 | 4.2127 | 44.1038 | -3.8316 | 45.4092 | -4.34 | 34.9138 | -3.2456 | 36.776 | -1.0139
1305 | -1.586 | -10.2144 | 11.2548 | -10.1363 | 9.0247 | -16.2847 | 33.196 | -2.7612 | 33.8572 | 2.9809 |  |  | 64.4788 | 4.2309 | 44.0904 | -3.8472 | 45.3126 | -4.4366 | 34.9248 | -3.2456 | 36.7653 | -1.0269
1306 | -1.5629 | -10.1909 | 11.2517 | -10.1389 | 9.0173 | -16.2873 | 33.1989 | -2.756 | 33.8727 | 2.9966 |  |  | 64.4856 | 4.2309 | 44.0788 | -3.855 | 45.4061 | -4.3431 | 34.9358 | -3.2274 | 36.7406 | -1.0373
1307 | -1.5397 | -10.1675 | 11.2487 | -10.1415 | 9.0054 | -16.2899 | 33.1962 | -2.7508 | 33.8882 | 3.0122 |  |  | 64.4879 | 4.2309 | 44.0706 | -3.8628 | 45.4996 | -4.2496 | 34.9416 | -3.2092 | 36.7159 | -1.0477
1308 | -1.5166 | -10.1441 | 11.2457 | -10.1441 | 8.9629 | -16.2925 | 33.1555 | -2.7456 | 33.9037 | 3.0278 |  |  | 64.4601 | 4.2309 | 44.0445 | -3.8706 | 45.5931 | -4.1561 | 34.9124 | -3.1909 | 36.6912 | -1.0581
1309 | -1.5716 | -10.1988 | 11.1749 | -10.2144 | 8.9205 | -16.3576 | 33.1149 | -2.8133 | 33.8385 | 2.9627 |  |  | 64.4324 | 4.1867 | 43.9846 | -3.9409 | 45.5095 | -4.2397 | 34.8832 | -3.2482 | 36.6624 | -1.1258
1310 | -1.6266 | -10.2534 | 11.1042 | -10.2847 | 8.8845 | -16.4227 | 33.0803 | -2.881 | 33.7733 | 2.8976 |  |  | 64.4106 | 4.1424 | 43.9354 | -4.0113 | 45.4259 | -4.3232 | 34.8598 | -3.3055 | 36.6336 | -1.1935
1311 | -1.6816 | -10.3081 | 11.0334 | -10.355 | 8.8934 | -16.4878 | 33.0871 | -2.9487 | 33.708 | 2.8325 |  |  | 64.4296 | 4.0981 | 43.9066 | -4.0816 | 45.3424 | -4.4068 | 34.877 | -3.3628 | 36.6048 | -1.2612
1312 | -1.5986 | -10.2248 | 11.0929 | -10.2951 | 8.9022 | -16.4331 | 33.0939 | -2.8967 | 33.7704 | 2.895 |  |  | 64.4487 | 4.1554 | 43.9072 | -4.0243 | 45.4411 | -4.3081 | 34.8942 | -3.3003 | 36.5944 | -1.2196
1313 | -1.5155 | -10.1415 | 11.1524 | -10.2352 | 8.9081 | -16.3784 | 33.0977 | -2.8446 | 33.8328 | 2.9575 |  |  | 64.4637 | 4.2127 | 43.9641 | -3.967 | 45.5398 | -4.2094 | 34.9074 | -3.2378 | 36.5839 | -1.1779
1314 | -1.4325 | -10.0581 | 11.2118 | -10.1753 | 8.8936 | -16.3238 | 33.0811 | -2.7925 | 33.8952 | 3.02 |  |  | 64.4509 | 4.27 | 43.9885 | -3.9097 | 45.6385 | -4.1106 | 34.8931 | -3.1753 | 36.5735 | -1.1362
1315 | -1.4719 | -10.0972 | 11.1489 | -10.2378 | 8.879 | -16.3784 | 33.0644 | -2.8498 | 33.8274 | 2.9523 |  |  | 64.438 | 4.2153 | 43.9505 | -3.967 | 45.5497 | -4.1994 | 34.8787 | -3.2352 | 36.5561 | -1.2066
1316 | -1.5112 | -10.1363 | 11.086 | -10.3003 | 8.8676 | -16.4331 | 33.0502 | -2.9071 | 33.7596 | 2.8846 |  |  | 64.4283 | 4.1606 | 43.9169 | -4.0243 | 45.4609 | -4.2882 | 34.8677 | -3.2951 | 36.5386 | -1.2769
1317 | -1.5506 | -10.1753 | 11.023 | -10.3628 | 8.8789 | -16.4878 | 33.0529 | -2.9644 | 33.6917 | 2.8169 |  |  | 64.4403 | 4.1059 | 43.8918 | -4.0816 | 45.3721 | -4.377 | 34.8808 | -3.355 | 36.5212 | -1.3472
1318 | -1.4754 | -10.0998 | 11.0747 | -10.3107 | 8.8902 | -16.4357 | 33.0555 | -2.9253 | 33.7489 | 2.8742 |  |  | 64.4523 | 4.158 | 43.8893 | -4.0399 | 45.4761 | -4.2731 | 34.8939 | -3.2977 | 36.522 | -1.3029
1319 | -1.4002 | -10.0243 | 11.1263 | -10.2586 | 8.9025 | -16.3836 | 33.0588 | -2.8862 | 33.8061 | 2.9315 |  |  | 64.466 | 4.2101 | 43.9306 | -3.9982 | 45.58 | -4.1691 | 34.9074 | -3.2404 | 36.5228 | -1.2586
1320 | -1.325 | -9.9488 | 11.178 | -10.2066 | 8.9228 | -16.3316 | 33.0666 | -2.8472 | 33.8633 | 2.9888 |  |  | 64.4918 | 4.2622 | 43.9579 | -3.9566 | 45.6839 | -4.0652 | 34.9235 | -3.1831 | 36.5235 | -1.2144
1321 | -1.3201 | -9.9435 | 11.1828 | -10.2014 | 8.943 | -16.329 | 33.0743 | -2.8576 | 33.8449 | 2.9705 |  |  | 64.5177 | 4.2726 | 43.9581 | -3.9644 | 45.5951 | -4.154 | 34.9397 | -3.1909 | 36.5034 | -1.2404
1322 | -1.3152 | -9.9383 | 11.1875 | -10.1961 | 8.9577 | -16.3264 | 33.0761 | -2.868 | 33.8266 | 2.9523 |  |  | 64.5362 | 4.283 | 43.9514 | -3.9722 | 45.5063 | -4.2428 | 34.9487 | -3.1987 | 36.4832 | -1.2665
1323 | -1.3103 | -9.9331 | 11.1923 | -10.1909 | 8.9317 | -16.3238 | 33.0343 | -2.8784 | 33.8082 | 2.9341 |  |  | 64.5008 | 4.2934 | 43.9312 | -3.98 | 45.4175 | -4.3316 | 34.9046 | -3.2066 | 36.4631 | -1.2925
1324 | -1.3549 | -9.9774 | 11.1372 | -10.2456 | 8.9056 | -16.3654 | 32.9925 | -2.9383 | 33.7378 | 2.8638 |  |  | 64.4654 | 4.2309 | 43.9027 | -4.0243 | 45.5241 | -4.225 | 34.8605 | -3.2717 | 36.4261 | -1.3628
1325 | -1.3994 | -10.0217 | 11.0821 | -10.3003 | 8.8852 | -16.4071 | 32.9542 | -2.9982 | 33.6674 | 2.7934 |  |  | 64.4352 | 4.1684 | 43.858 | -4.0685 | 45.6306 | -4.1185 | 34.821 | -3.3368 | 36.3891 | -1.4331
1326 | -1.444 | -10.0659 | 11.027 | -10.355 | 8.9064 | -16.4488 | 32.9413 | -3.0581 | 33.597 | 2.7231 |  |  | 64.4445 | 4.1059 | 43.8389 | -4.1128 | 45.7371 | -4.012 | 34.816 | -3.4019 | 36.3521 | -1.5034
1327 | -1.3844 | -10.006 | 11.0812 | -10.3003 | 8.9276 | -16.3889 | 32.9285 | -3.0425 | 33.6489 | 2.7752 |  |  | 64.4538 | 4.158 | 43.8701 | -4.0659 | 45.6587 | -4.0903 | 34.8111 | -3.3706 | 36.3355 | -1.4748
1328 | -1.3248 | -9.9461 | 11.1355 | -10.2456 | 8.9457 | -16.329 | 32.9135 | -3.0269 | 33.7009 | 2.8273 |  |  | 64.4595 | 4.2101 | 43.8967 | -4.0191 | 45.5804 | -4.1687 | 34.8027 | -3.3394 | 36.3189 | -1.4461
1329 | -1.2653 | -9.8863 | 11.1897 | -10.1909 | 8.9393 | -16.2691 | 32.8813 | -3.0112 | 33.7529 | 2.8794 |  |  | 64.4378 | 4.2622 | 43.9147 | -3.9722 | 45.502 | -4.2471 | 34.7682 | -3.3081 | 36.3023 | -1.4175
1330 | -1.3176 | -9.9383 | 11.145 | -10.2352 | 8.9328 | -16.3133 | 32.8491 | -3.0711 | 33.6746 | 2.8013 |  |  | 64.4162 | 4.1971 | 43.9134 | -4.0113 | 45.6007 | -4.1484 | 34.7336 | -3.381 | 36.2832 | -1.4826
1331 | -1.37 | -9.9904 | 11.1003 | -10.2795 | 8.9298 | -16.3576 | 32.8201 | -3.131 | 33.5964 | 2.7231 |  |  | 64.3981 | 4.132 | 43.8739 | -4.0503 | 45.6994 | -4.0496 | 34.7019 | -3.454 | 36.2641 | -1.5477
1332 | -1.4224 | -10.0425 | 11.0556 | -10.3238 | 8.9535 | -16.4019 | 32.8156 | -3.1909 | 33.5182 | 2.645 |  |  | 64.4082 | 4.0669 | 43.8592 | -4.0894 | 45.7981 | -3.9509 | 34.6925 | -3.5269 | 36.245 | -1.6128
1333 | -1.3837 | -10.0034 | 11.1229 | -10.256 | 8.9772 | -16.3368 | 32.8111 | -3.1623 | 33.5649 | 2.6919 |  |  | 64.4183 | 4.1216 | 43.8935 | -4.0399 | 45.7146 | -4.0345 | 34.6832 | -3.4982 | 36.2395 | -1.5737
1334 | -1.3449 | -9.9644 | 11.1902 | -10.1883 | 8.9986 | -16.2717 | 32.8036 | -3.1336 | 33.6117 | 2.7388 |  |  | 64.426 | 4.1762 | 43.9246 | -3.9904 | 45.631 | -4.1181 | 34.6713 | -3.4696 | 36.234 | -1.5347
1335 | -1.3062 | -9.9253 | 11.2575 | -10.1206 | 9.0022 | -16.2066 | 32.7729 | -3.105 | 33.6584 | 2.7856 |  |  | 64.4133 | 4.2309 | 43.9493 | -3.9409 | 45.5474 | -4.2017 | 34.6389 | -3.4409 | 36.2285 | -1.4956
1336 | -1.3586 | -9.9774 | 11.2258 | -10.1519 | 9.0058 | -16.2378 | 32.7421 | -3.1701 | 33.5958 | 2.7231 |  |  | 64.4006 | 4.1789 | 43.958 | -3.9644 | 45.6539 | -4.0951 | 34.6065 | -3.5086 | 36.2197 | -1.5425
1337 | -1.411 | -10.0295 | 11.1941 | -10.1831 | 9.0124 | -16.2691 | 32.7146 | -3.2352 | 33.5332 | 2.6606 |  |  | 64.3906 | 4.1268 | 43.9341 | -3.9878 | 45.7604 | -3.9886 | 34.5765 | -3.5764 | 36.2109 | -1.5894
1338 | -1.4633 | -10.0816 | 11.1625 | -10.2144 | 9.0443 | -16.3003 | 32.7132 | -3.3003 | 33.4706 | 2.5981 |  |  | 64.4024 | 4.0747 | 43.9319 | -4.0113 | 45.867 | -3.8821 | 34.5659 | -3.6441 | 36.2021 | -1.6362
1339 | -1.4298 | -10.0477 | 11.2271 | -10.1493 | 9.0763 | -16.23 | 32.7118 | -3.2639 | 33.5226 | 2.6502 |  |  | 64.4142 | 4.1242 | 43.9733 | -3.9566 | 45.7704 | -3.9787 | 34.5553 | -3.6206 | 36.1937 | -1.605
1340 | -1.3963 | -10.0139 | 11.2918 | -10.0842 | 9.1047 | -16.1597 | 32.707 | -3.2274 | 33.5745 | 2.7023 |  |  | 64.4214 | 4.1736 | 44.0074 | -3.9019 | 45.6738 | -4.0753 | 34.5417 | -3.5972 | 36.1853 | -1.5737
1341 | -1.3627 | -9.98 | 11.3565 | -10.0191 | 9.1034 | -16.0894 | 32.6741 | -3.1909 | 33.6265 | 2.7544 |  |  | 64.3903 | 4.2231 | 44.0268 | -3.8472 | 45.5772 | -4.1719 | 34.5023 | -3.5737 | 36.1769 | -1.5425
1342 | -1.4307 | -10.0477 | 11.317 | -10.0581 | 9.1022 | -16.131 | 32.6412 | -3.2639 | 33.5639 | 2.6919 |  |  | 64.3591 | 4.145 | 44.0234 | -3.8967 | 45.6654 | -4.0836 | 34.463 | -3.6493 | 36.1678 | -1.6024
1343 | -1.4987 | -10.1154 | 11.2775 | -10.0972 | 9.1041 | -16.1727 | 32.612 | -3.3368 | 33.5013 | 2.6294 |  |  | 64.3331 | 4.0669 | 43.9735 | -3.9461 | 45.7537 | -3.9953 | 34.4274 | -3.7248 | 36.1586 | -1.6623
1344 | -1.5668 | -10.1831 | 11.238 | -10.1363 | 9.1323 | -16.2144 | 32.6145 | -3.4097 | 33.4387 | 2.5669 |  |  | 64.352 | 3.9888 | 43.9537 | -3.9956 | 45.842 | -3.907 | 34.4239 | -3.8003 | 36.1494 | -1.7222
1345 | -1.528 | -10.1441 | 11.3079 | -10.0659 | 9.1606 | -16.1441 | 32.6169 | -3.3628 | 33.4985 | 2.6268 |  |  | 64.3708 | 4.0643 | 43.9952 | -3.9357 | 45.748 | -4.001 | 34.4205 | -3.7612 | 36.16 | -1.6545
1346 | -1.4893 | -10.105 | 11.3778 | -9.9956 | 9.1863 | -16.0738 | 32.6173 | -3.3159 | 33.5582 | 2.6867 |  |  | 64.388 | 4.1398 | 44.0306 | -3.8758 | 45.654 | -4.095 | 34.4149 | -3.7222 | 36.1706 | -1.5868
1347 | -1.4505 | -10.0659 | 11.4477 | -9.9253 | 9.1898 | -16.0034 | 32.5996 | -3.2691 | 33.618 | 2.7466 |  |  | 64.3909 | 4.2153 | 44.0533 | -3.8159 | 45.56 | -4.189 | 34.391 | -3.6831 | 36.1811 | -1.5191
1348 | -1.5185 | -10.1336 | 11.4186 | -9.954 | 9.1934 | -16.0373 | 32.5819 | -3.3237 | 33.5606 | 2.6893 |  |  | 64.3938 | 4.1762 | 44.0523 | -3.8654 | 45.578 | -4.171 | 34.3672 | -3.743 | 36.1841 | -1.5685
1349 | -1.5865 | -10.2014 | 11.3896 | -9.9826 | 9.199 | -16.0711 | 32.5683 | -3.3784 | 33.5032 | 2.632 |  |  | 64.398 | 4.1372 | 44.0024 | -3.9149 | 45.596 | -4.153 | 34.3463 | -3.8029 | 36.1871 | -1.618
1350 | -1.6546 | -10.2691 | 11.3605 | -10.0113 | 9.222 | -16.105 | 32.5907 | -3.4331 | 33.4458 | 2.5747 |  |  | 64.4132 | 4.0981 | 43.9802 | -3.9644 | 45.614 | -4.135 | 34.352 | -3.8628 | 36.1901 | -1.6675
1351 | -1.6236 | -10.2378 | 11.4252 | -9.9461 | 9.245 | -16.0477 | 32.6132 | -3.3654 | 33.5134 | 2.6424 |  |  | 64.4284 | 4.145 | 44.0154 | -3.9123 | 45.5538 | -4.1952 | 34.3578 | -3.8185 | 36.199 | -1.6076
1352 | -1.5927 | -10.2066 | 11.4898 | -9.881 | 9.2641 | -15.9904 | 32.6328 | -3.2977 | 33.581 | 2.7101 |  |  | 64.4401 | 4.1919 | 44.0434 | -3.8602 | 45.4937 | -4.2553 | 34.3599 | -3.7743 | 36.2079 | -1.5477
1353 | -1.5617 | -10.1753 | 11.5545 | -9.8159 | 9.2479 | -15.9331 | 32.6259 | -3.23 | 33.6486 | 2.7778 |  |  | 64.4191 | 4.2387 | 44.0563 | -3.8081 | 45.4335 | -4.3155 | 34.3296 | -3.73 | 36.2168 | -1.4878
1354 | -1.6402 | -10.2534 | 11.4968 | -9.8732 | 9.2317 | -15.9904 | 32.619 | -3.2795 | 33.6094 | 2.7388 |  |  | 64.3982 | 4.1789 | 44.0448 | -3.8706 | 45.5244 | -4.2246 | 34.2992 | -3.8029 | 36.2215 | -1.5373
1355 | -1.7186 | -10.3316 | 11.4391 | -9.9305 | 9.2182 | -16.0477 | 32.615 | -3.329 | 33.5702 | 2.6997 |  |  | 64.3815 | 4.119 | 43.9819 | -3.9331 | 45.6153 | -4.1337 | 34.2729 | -3.8758 | 36.2262 | -1.5868
1356 | -1.797 | -10.4097 | 11.3814 | -9.9878 | 9.2295 | -16.105 | 32.6379 | -3.3784 | 33.5311 | 2.6606 |  |  | 64.4041 | 4.0591 | 43.9486 | -3.9956 | 45.7062 | -4.0428 | 34.2839 | -3.9487 | 36.231 | -1.6362
1357 | -1.7557 | -10.368 | 11.4435 | -9.9253 | 9.2408 | -16.0529 | 32.6608 | -3.3133 | 33.5856 | 2.7153 |  |  | 64.4267 | 4.1294 | 43.9774 | -3.9487 | 45.594 | -4.155 | 34.2949 | -3.8889 | 36.2543 | -1.5607
1358 | -1.7143 | -10.3264 | 11.5055 | -9.8628 | 9.2492 | -16.0008 | 32.6815 | -3.2482 | 33.6402 | 2.77 |  |  | 64.4483 | 4.1997 | 43.9989 | -3.9019 | 45.4818 | -4.2672 | 34.3051 | -3.829 | 36.2777 | -1.4852
1359 | -1.673 | -10.2847 | 11.5676 | -9.8003 | 9.231 | -15.9488 | 32.6818 | -3.1831 | 33.6948 | 2.8247 |  |  | 64.4606 | 4.27 | 44.0047 | -3.855 | 45.3695 | -4.3794 | 34.3067 | -3.7691 | 36.3011 | -1.4097
1360 | -1.7462 | -10.3576 | 11.5099 | -9.8576 | 9.2128 | -16.006 | 32.6821 | -3.2196 | 33.6634 | 2.7934 |  |  | 64.4729 | 4.2492 | 43.9851 | -3.9279 | 45.3849 | -4.3641 | 34.3084 | -3.8003 | 36.3179 | -1.4331
1361 | -1.8194 | -10.4305 | 11.4522 | -9.9149 | 9.196 | -16.0633 | 32.685 | -3.256 | 33.6321 | 2.7622 |  |  | 64.4866 | 4.2283 | 43.9118 | -4.0008 | 45.4003 | -4.3487 | 34.3121 | -3.8316 | 36.3347 | -1.4566
1362 | -1.8927 | -10.5034 | 11.3945 | -9.9722 | 9.1942 | -16.1206 | 32.7145 | -3.2925 | 33.6007 | 2.7309 |  |  | 64.5136 | 4.2075 | 43.8658 | -4.0738 | 45.4156 | -4.3333 | 34.3351 | -3.8628 | 36.3515 | -1.48
1363 | -1.8539 | -10.4644 | 11.4357 | -9.9305 | 9.1924 | -16.0894 | 32.7439 | -3.2248 | 33.6839 | 2.8143 |  |  | 64.5407 | 4.2622 | 43.8778 | -4.0451 | 45.4492 | -4.2997 | 34.3582 | -3.8081 | 36.3648 | -1.4279
1364 | -1.8152 | -10.4253 | 11.477 | -9.8889 | 9.1884 | -16.0581 | 32.7716 | -3.1571 | 33.7672 | 2.8976 |  |  | 64.5653 | 4.3169 | 43.8846 | -4.0165 | 45.4828 | -4.2661 | 34.3791 | -3.7534 | 36.3781 | -1.3758
1365 | -1.7764 | -10.3863 | 11.5182 | -9.8472 | 9.1624 | -16.0269 | 32.7809 | -3.0894 | 33.8504 | 2.9809 |  |  | 64.5651 | 4.3716 | 43.8799 | -3.9878 | 45.5164 | -4.2325 | 34.3788 | -3.6987 | 36.3914 | -1.3237
1366 | -1.8288 | -10.4383 | 11.4527 | -9.9123 | 9.1365 | -16.0842 | 32.7903 | -3.1128 | 33.7956 | 2.9263 |  |  | 64.565 | 4.3403 | 43.8552 | -4.0555 | 45.4875 | -4.2614 | 34.3785 | -3.73 | 36.3961 | -1.3628
1367 | -1.8812 | -10.4904 | 11.3872 | -9.9774 | 9.1116 | -16.1415 | 32.8011 | -3.1362 | 33.7408 | 2.8716 |  |  | 64.5662 | 4.3091 | 43.7871 | -4.1232 | 45.4586 | -4.2903 | 34.3805 | -3.7612 | 36.4009 | -1.4019
1368 | -1.9336 | -10.5425 | 11.3217 | -10.0425 | 9.0983 | -16.1988 | 32.8271 | -3.1597 | 33.686 | 2.8169 |  |  | 64.5813 | 4.2778 | 43.7426 | -4.1909 | 45.4297 | -4.3192 | 34.407 | -3.7925 | 36.4056 | -1.4409
1369 | -1.8922 | -10.5008 | 11.3499 | -10.0139 | 9.085 | -16.1857 | 32.8532 | -3.105 | 33.7327 | 2.8638 |  |  | 64.5964 | 4.3195 | 43.749 | -4.1701 | 45.466 | -4.283 | 34.4335 | -3.7326 | 36.431 | -1.381
1370 | -1.8509 | -10.4592 | 11.3781 | -9.9852 | 9.0726 | -16.1727 | 32.8802 | -3.0503 | 33.7795 | 2.9106 |  |  | 64.612 | 4.3611 | 43.7551 | -4.1493 | 45.5022 | -4.2468 | 34.4613 | -3.6727 | 36.4564 | -1.3211
1371 | -1.8095 | -10.4175 | 11.4063 | -9.9566 | 9.0698 | -16.1597 | 32.918 | -2.9956 | 33.8263 | 2.9575 |  |  | 64.6336 | 4.4028 | 43.7604 | -4.1284 | 45.5384 | -4.2106 | 34.5026 | -3.6128 | 36.4818 | -1.2612
1372 | -1.7916 | -10.3993 | 11.4033 | -9.9592 | 9.067 | -16.1701 | 32.9557 | -2.967 | 33.8496 | 2.9809 |  |  | 64.6552 | 4.4132 | 43.7565 | -4.1519 | 45.5225 | -4.2264 | 34.5439 | -3.5816 | 36.5004 | -1.2508
1373 | -1.7737 | -10.381 | 11.4003 | -9.9618 | 9.063 | -16.1805 | 32.9928 | -2.9383 | 33.8729 | 3.0044 |  |  | 64.6767 | 4.4236 | 43.7326 | -4.1753 | 45.5066 | -4.2423 | 34.5842 | -3.5503 | 36.5191 | -1.2404
1374 | -1.7558 | -10.3628 | 11.3973 | -9.9644 | 9.0451 | -16.1909 | 33.0228 | -2.9097 | 33.8963 | 3.0278 |  |  | 64.697 | 4.4341 | 43.7116 | -4.1988 | 45.4907 | -4.2582 | 34.6134 | -3.5191 | 36.5377 | -1.23
1375 | -1.7379 | -10.3446 | 11.3786 | -9.9826 | 9.0272 | -16.2118 | 33.0528 | -2.8784 | 33.9118 | 3.0434 |  |  | 64.7173 | 4.4601 | 43.6965 | -4.2118 | 45.5608 | -4.1881 | 34.6427 | -3.4904 | 36.5259 | -1.2326
1376 | -1.7199 | -10.3264 | 11.36 | -10.0008 | 9.0063 | -16.2326 | 33.0785 | -2.8472 | 33.9273 | 3.0591 |  |  | 64.7347 | 4.4861 | 43.6753 | -4.2248 | 45.6308 | -4.1181 | 34.6681 | -3.4618 | 36.5141 | -1.2352
1377 | -1.702 | -10.3081 | 11.3413 | -10.0191 | 8.953 | -16.2534 | 33.0578 | -2.8159 | 33.9428 | 3.0747 |  |  | 64.7206 | 4.5122 | 43.6403 | -4.2378 | 45.7009 | -4.048 | 34.6515 | -3.4331 | 36.5023 | -1.2378
1378 | -1.7388 | -10.3446 | 11.2576 | -10.1024 | 8.8997 | -16.3238 | 33.0372 | -2.8654 | 33.9088 | 3.0408 |  |  | 64.7066 | 4.4757 | 43.5927 | -4.3133 | 45.6798 | -4.0691 | 34.6349 | -3.4748 | 36.4859 | -1.2925
1379 | -1.7756 | -10.381 | 11.1738 | -10.1857 | 8.8514 | -16.3941 | 33.0205 | -2.9149 | 33.8749 | 3.007 |  |  | 64.6964 | 4.4393 | 43.5167 | -4.3889 | 45.6587 | -4.0902 | 34.6227 | -3.5165 | 36.4694 | -1.3472
1380 | -1.8123 | -10.4175 | 11.0901 | -10.2691 | 8.8585 | -16.4644 | 33.049 | -2.9644 | 33.8409 | 2.9731 |  |  | 64.7298 | 4.4028 | 43.4736 | -4.4644 | 45.6376 | -4.1113 | 34.6607 | -3.5581 | 36.453 | -1.4019
1381 | -1.7293 | -10.3342 | 11.1366 | -10.2222 | 8.8657 | -16.4123 | 33.0775 | -2.8915 | 33.9137 | 3.046 |  |  | 64.7632 | 4.4757 | 43.5033 | -4.4149 | 45.6999 | -4.049 | 34.6987 | -3.4748 | 36.4557 | -1.342
1382 | -1.6463 | -10.2508 | 11.183 | -10.1753 | 8.8692 | -16.3602 | 33.1023 | -2.8185 | 33.9865 | 3.119 |  |  | 64.7937 | 4.5486 | 43.5256 | -4.3654 | 45.7621 | -3.9867 | 34.7334 | -3.3915 | 36.4584 | -1.2821
1383 | -1.5633 | -10.1675 | 11.2295 | -10.1284 | 8.8304 | -16.3081 | 33.0831 | -2.7456 | 34.0593 | 3.1919 |  |  | 64.7897 | 4.6216 | 43.5315 | -4.3159 | 45.8244 | -3.9245 | 34.7296 | -3.3081 | 36.4611 | -1.2222
1384 | -1.6131 | -10.217 | 11.1431 | -10.2144 | 8.7916 | -16.3967 | 33.0639 | -2.8159 | 33.9967 | 3.1294 |  |  | 64.7858 | 4.5747 | 43.5122 | -4.3915 | 45.8163 | -3.9326 | 34.7259 | -3.3602 | 36.4431 | -1.2951
1385 | -1.6629 | -10.2665 | 11.0568 | -10.3003 | 8.755 | -16.4852 | 33.0475 | -2.8862 | 33.9341 | 3.0669 |  |  | 64.7828 | 4.5278 | 43.4362 | -4.467 | 45.8082 | -3.9406 | 34.7236 | -3.4123 | 36.4252 | -1.368
1386 | -1.7127 | -10.3159 | 10.9704 | -10.3863 | 8.7458 | -16.5738 | 33.0637 | -2.9566 | 33.8715 | 3.0044 |  |  | 64.7909 | 4.4809 | 43.3888 | -4.5425 | 45.8002 | -3.9487 | 34.738 | -3.4644 | 36.4073 | -1.4409
1387 | -1.6296 | -10.2326 | 11.0065 | -10.3498 | 8.7366 | -16.5373 | 33.0799 | -2.8915 | 33.913 | 3.046 |  |  | 64.799 | 4.52 | 43.4054 | -4.5086 | 45.8572 | -3.8917 | 34.7523 | -3.4123 | 36.4038 | -1.4071
1388 | -1.5466 | -10.1493 | 11.0425 | -10.3133 | 8.7287 | -16.5008 | 33.0962 | -2.8264 | 33.9546 | 3.0877 |  |  | 64.8085 | 4.5591 | 43.4245 | -4.4748 | 45.9142 | -3.8346 | 34.7679 | -3.3602 | 36.4003 | -1.3732
1389 | -1.4636 | -10.0659 | 11.0786 | -10.2769 | 8.7376 | -16.4644 | 33.1142 | -2.7612 | 33.9962 | 3.1294 |  |  | 64.8357 | 4.5981 | 43.4489 | -4.4409 | 45.9713 | -3.7776 | 34.7979 | -3.3081 | 36.3968 | -1.3394
1390 | -1.4353 | -10.0373 | 11.0729 | -10.2821 | 8.7465 | -16.4696 | 33.1322 | -2.7691 | 33.9987 | 3.132 |  |  | 64.863 | 4.619 | 43.4681 | -4.4331 | 45.9502 | -3.7987 | 34.828 | -3.2899 | 36.3764 | -1.3602
1391 | -1.4069 | -10.0086 | 11.0673 | -10.2873 | 8.7513 | -16.4748 | 33.1452 | -2.7769 | 34.0011 | 3.1346 |  |  | 64.8869 | 4.6398 | 43.4755 | -4.4253 | 45.9291 | -3.8198 | 34.8532 | -3.2717 | 36.356 | -1.381
1392 | -1.3786 | -9.98 | 11.0617 | -10.2925 | 8.7034 | -16.48 | 33.0952 | -2.7847 | 34.0036 | 3.1372 |  |  | 64.8691 | 4.6606 | 43.4621 | -4.4175 | 45.908 | -3.8408 | 34.8176 | -3.2534 | 36.3356 | -1.4019
1393 | -1.431 | -10.0321 | 10.9936 | -10.3602 | 8.6555 | -16.5503 | 33.0453 | -2.8576 | 33.9332 | 3.0669 |  |  | 64.8513 | 4.6216 | 43.4011 | -4.4904 | 45.9494 | -3.7994 | 34.7819 | -3.3185 | 36.2972 | -1.4748
1394 | -1.4834 | -10.0842 | 10.9254 | -10.4279 | 8.6108 | -16.6206 | 32.9988 | -2.9305 | 33.8628 | 2.9966 |  |  | 64.8355 | 4.5825 | 43.3498 | -4.5633 | 45.9908 | -3.758 | 34.7491 | -3.3836 | 36.2587 | -1.5477
1395 | -1.5358 | -10.1363 | 10.8573 | -10.4956 | 8.6066 | -16.6909 | 32.9976 | -3.0034 | 33.7924 | 2.9263 |  |  | 64.8449 | 4.5434 | 43.321 | -4.6363 | 46.0322 | -3.7166 | 34.7523 | -3.4487 | 36.2203 | -1.6206
1396 | -1.471 | -10.0711 | 10.8882 | -10.4644 | 8.6025 | -16.6571 | 32.9963 | -2.9644 | 33.8027 | 2.9367 |  |  | 64.8542 | 4.5799 | 43.3173 | -4.5816 | 46.0111 | -3.7377 | 34.7556 | -3.4071 | 36.1984 | -1.5946
1397 | -1.4062 | -10.006 | 10.919 | -10.4331 | 8.5968 | -16.6232 | 32.9923 | -2.9253 | 33.813 | 2.9471 |  |  | 64.8602 | 4.6164 | 43.3716 | -4.5269 | 45.99 | -3.7588 | 34.7565 | -3.3654 | 36.1764 | -1.5685
1398 | -1.3414 | -9.9409 | 10.9498 | -10.4019 | 8.5694 | -16.5894 | 32.9506 | -2.8862 | 33.8233 | 2.9575 |  |  | 64.8194 | 4.6528 | 43.3952 | -4.4722 | 45.969 | -3.7799 | 34.7257 | -3.3237 | 36.1544 | -1.5425
1399 | -1.3938 | -9.993 | 10.8843 | -10.467 | 8.5421 | -16.6493 | 32.9088 | -2.9722 | 33.7685 | 2.9028 |  |  | 64.7786 | 4.5695 | 43.3477 | -4.5373 | 45.9687 | -3.7801 | 34.695 | -3.3941 | 36.1205 | -1.6258
1400 | -1.4462 | -10.0451 | 10.8188 | -10.5321 | 8.5169 | -16.7092 | 32.8694 | -3.0581 | 33.7137 | 2.8481 |  |  | 64.7402 | 4.4861 | 43.3069 | -4.6024 | 45.9684 | -3.7804 | 34.666 | -3.4644 | 36.0866 | -1.7092
1401 | -1.4986 | -10.0972 | 10.7533 | -10.5972 | 8.5216 | -16.7691 | 32.862 | -3.1441 | 33.6589 | 2.7934 |  |  | 64.7356 | 4.4028 | 43.2815 | -4.6675 | 45.9682 | -3.7806 | 34.6626 | -3.5347 | 36.0526 | -1.7925
1402 | -1.4468 | -10.0451 | 10.792 | -10.5581 | 8.5264 | -16.7274 | 32.8547 | -3.1076 | 33.69 | 2.8247 |  |  | 64.731 | 4.4419 | 43.2784 | -4.618 | 46.0304 | -3.7184 | 34.6591 | -3.5008 | 36.04 | -1.7691
1403 | -1.3951 | -9.993 | 10.8306 | -10.5191 | 8.5317 | -16.6857 | 32.8475 | -3.0711 | 33.7212 | 2.8559 |  |  | 64.7275 | 4.4809 | 43.3275 | -4.5685 | 46.0927 | -3.6561 | 34.6554 | -3.467 | 36.0275 | -1.7456
1404 | -1.3433 | -9.9409 | 10.8693 | -10.48 | 8.5457 | -16.6441 | 32.8433 | -3.0347 | 33.7523 | 2.8872 |  |  | 64.7396 | 4.52 | 43.364 | -4.5191 | 46.1549 | -3.5939 | 34.6486 | -3.4331 | 36.0149 | -1.7222
1405 | -1.3436 | -9.9409 | 10.8662 | -10.4826 | 8.5597 | -16.6441 | 32.8391 | -3.0607 | 33.747 | 2.882 |  |  | 64.7516 | 4.5174 | 43.371 | -4.5191 | 46.0895 | -3.6593 | 34.6418 | -3.4618 | 35.9905 | -1.7482
1406 | -1.3439 | -9.9409 | 10.8632 | -10.4852 | 8.5703 | -16.6441 | 32.8317 | -3.0868 | 33.7417 | 2.8768 |  |  | 64.7603 | 4.5148 | 43.3709 | -4.5191 | 46.0242 | -3.7246 | 34.632 | -3.4904 | 35.9661 | -1.7743
1407 | -1.3443 | -9.9409 | 10.8602 | -10.4878 | 8.5307 | -16.6441 | 32.7768 | -3.1128 | 33.7364 | 2.8716 |  |  | 64.7189 | 4.5122 | 43.354 | -4.5191 | 45.9588 | -3.79 | 34.5778 | -3.5191 | 35.9416 | -1.8003
1408 | -1.4071 | -10.0034 | 10.8025 | -10.5451 | 8.4912 | -16.704 | 32.7218 | -3.1831 | 33.6451 | 2.7804 |  |  | 64.6775 | 4.4497 | 43.3281 | -4.5659 | 45.9169 | -3.8319 | 34.5236 | -3.5868 | 35.9065 | -1.868
1409 | -1.4699 | -10.0659 | 10.7448 | -10.6024 | 8.4547 | -16.7639 | 32.6694 | -3.2534 | 33.5539 | 2.6893 |  |  | 64.6387 | 4.3872 | 43.2808 | -4.6128 | 45.875 | -3.8738 | 34.4717 | -3.6545 | 35.8714 | -1.9357
1410 | -1.5327 | -10.1284 | 10.6871 | -10.6597 | 8.463 | -16.8238 | 32.656 | -3.3237 | 33.4626 | 2.5981 |  |  | 64.64 | 4.3247 | 43.2552 | -4.6597 | 45.833 | -3.9157 | 34.4542 | -3.7222 | 35.8362 | -2.0034
1411 | -1.4835 | -10.079 | 10.7362 | -10.6102 | 8.4713 | -16.7769 | 32.6426 | -3.3055 | 33.4911 | 2.6268 |  |  | 64.6414 | 4.3611 | 43.2812 | -4.6206 | 45.8588 | -3.89 | 34.4367 | -3.7118 | 35.8354 | -1.9696
1412 | -1.4344 | -10.0295 | 10.7853 | -10.5607 | 8.4805 | -16.73 | 32.6298 | -3.2873 | 33.5197 | 2.6554 |  |  | 64.6432 | 4.3976 | 43.3093 | -4.5816 | 45.8846 | -3.8642 | 34.4206 | -3.7014 | 35.8345 | -1.9357
1413 | -1.3852 | -9.98 | 10.8343 | -10.5113 | 8.5029 | -16.6831 | 32.6258 | -3.2691 | 33.5482 | 2.6841 |  |  | 64.6525 | 4.4341 | 43.3424 | -4.5425 | 45.9104 | -3.8384 | 34.4273 | -3.6909 | 35.8337 | -1.9019
1414 | -1.3907 | -9.9852 | 10.8469 | -10.4982 | 8.5254 | -16.6727 | 32.6218 | -3.2847 | 33.5585 | 2.6945 |  |  | 64.6619 | 4.4289 | 43.3726 | -4.5191 | 45.8685 | -3.8803 | 34.434 | -3.6857 | 35.8185 | -1.9175
1415 | -1.3963 | -9.9904 | 10.8596 | -10.4852 | 8.5452 | -16.6623 | 32.6154 | -3.3003 | 33.5688 | 2.7049 |  |  | 64.6684 | 4.4236 | 43.3956 | -4.4956 | 45.8265 | -3.9222 | 34.4375 | -3.6805 | 35.8033 | -1.9331
1416 | -1.4018 | -9.9956 | 10.8722 | -10.4722 | 8.521 | -16.6519 | 32.5691 | -3.3159 | 33.5791 | 2.7153 |  |  | 64.6276 | 4.4184 | 43.3978 | -4.4722 | 45.7846 | -3.9642 | 34.3867 | -3.6753 | 35.7881 | -1.9487
1417 | -1.4594 | -10.0529 | 10.8197 | -10.5243 | 8.4969 | -16.6935 | 32.5227 | -3.3784 | 33.5061 | 2.6424 |  |  | 64.5869 | 4.3585 | 43.3497 | -4.5321 | 45.8052 | -3.9436 | 34.3359 | -3.756 | 35.7646 | -2.0112
1418 | -1.517 | -10.1102 | 10.7672 | -10.5764 | 8.4753 | -16.7352 | 32.4794 | -3.4409 | 33.4331 | 2.5695 |  |  | 64.5496 | 4.2986 | 43.3104 | -4.592 | 45.8257 | -3.923 | 34.2882 | -3.8368 | 35.7411 | -2.0737
1419 | -1.5746 | -10.1675 | 10.7147 | -10.6284 | 8.497 | -16.7769 | 32.4875 | -3.5034 | 33.3601 | 2.4966 |  |  | 64.5723 | 4.2387 | 43.2926 | -4.6519 | 45.8463 | -3.9024 | 34.2933 | -3.9175 | 35.7176 | -2.1362
1420 | -1.5202 | -10.1128 | 10.795 | -10.5477 | 8.5187 | -16.7196 | 32.4957 | -3.4566 | 33.4303 | 2.5669 |  |  | 64.595 | 4.3065 | 43.2972 | -4.592 | 45.8096 | -3.9392 | 34.2984 | -3.8654 | 35.7247 | -2.0737
1421 | -1.4659 | -10.0581 | 10.8754 | -10.467 | 8.5391 | -16.6623 | 32.502 | -3.4097 | 33.5005 | 2.6372 |  |  | 64.6158 | 4.3742 | 43.3567 | -4.5321 | 45.7729 | -3.9759 | 34.3019 | -3.8133 | 35.7318 | -2.0112
1422 | -1.4115 | -10.0034 | 10.9557 | -10.3863 | 8.5364 | -16.605 | 32.4758 | -3.3628 | 33.5707 | 2.7075 |  |  | 64.6005 | 4.4419 | 43.3911 | -4.4722 | 45.7362 | -4.0126 | 34.2759 | -3.7612 | 35.7389 | -1.9487
1423 | -1.4717 | -10.0633 | 10.9058 | -10.4357 | 8.5337 | -16.6389 | 32.4497 | -3.4279 | 33.4794 | 2.6164 |  |  | 64.5852 | 4.382 | 43.3637 | -4.5139 | 45.827 | -3.9217 | 34.2499 | -3.829 | 35.7351 | -2.0034
1424 | -1.5319 | -10.1232 | 10.8559 | -10.4852 | 8.5325 | -16.6727 | 32.4252 | -3.493 | 33.3882 | 2.5252 |  |  | 64.5719 | 4.3221 | 43.3425 | -4.5555 | 45.9179 | -3.8308 | 34.2257 | -3.8967 | 35.7312 | -2.0581
1425 | -1.5921 | -10.1831 | 10.806 | -10.5347 | 8.5587 | -16.7066 | 32.4326 | -3.5581 | 33.2969 | 2.4341 |  |  | 64.5948 | 4.2622 | 43.3366 | -4.5972 | 46.0088 | -3.7399 | 34.2355 | -3.9644 | 35.7274 | -2.1128
1426 | -1.5352 | -10.1258 | 10.8759 | -10.4644 | 8.585 | -16.6467 | 32.4399 | -3.5112 | 33.3775 | 2.5148 |  |  | 64.6177 | 4.3299 | 43.3495 | -4.5373 | 45.946 | -3.8027 | 34.2454 | -3.9123 | 35.7325 | -2.0607
1427 | -1.4782 | -10.0685 | 10.9458 | -10.3941 | 8.6097 | -16.5868 | 32.4461 | -3.4644 | 33.4581 | 2.5955 |  |  | 64.6385 | 4.3976 | 43.409 | -4.4774 | 45.8833 | -3.8654 | 34.2532 | -3.8602 | 35.7375 | -2.0086
1428 | -1.4212 | -10.0113 | 11.0157 | -10.3238 | 8.6044 | -16.5269 | 32.43 | -3.4175 | 33.5388 | 2.6763 |  |  | 64.618 | 4.4653 | 43.4404 | -4.4175 | 45.8205 | -3.9282 | 34.2219 | -3.8081 | 35.7426 | -1.9566
1429 | -1.4944 | -10.0842 | 10.9763 | -10.3628 | 8.5991 | -16.5659 | 32.4139 | -3.467 | 33.484 | 2.6216 |  |  | 64.5974 | 4.3976 | 43.4017 | -4.4722 | 45.7812 | -3.9675 | 34.1907 | -3.8836 | 35.7453 | -2.0034
1430 | -1.5677 | -10.1571 | 10.9368 | -10.4019 | 8.5957 | -16.605 | 32.3998 | -3.5165 | 33.4292 | 2.5669 |  |  | 64.5796 | 4.3299 | 43.371 | -4.5269 | 45.7419 | -4.0069 | 34.1615 | -3.9592 | 35.748 | -2.0503
1431 | -1.6409 | -10.23 | 10.8974 | -10.4409 | 8.6305 | -16.6441 | 32.4263 | -3.5659 | 33.3744 | 2.5122 |  |  | 64.6152 | 4.2622 | 43.3607 | -4.5816 | 45.7025 | -4.0462 | 34.1739 | -4.0347 | 35.7507 | -2.0972
1432 | -1.5787 | -10.1675 | 10.9699 | -10.368 | 8.6652 | -16.5685 | 32.4528 | -3.4982 | 33.4342 | 2.5721 |  |  | 64.6508 | 4.3533 | 43.3731 | -4.5113 | 45.7257 | -4.023 | 34.1862 | -3.9748 | 35.769 | -2.0243
1433 | -1.5165 | -10.105 | 11.0424 | -10.2951 | 8.6981 | -16.493 | 32.4774 | -3.4305 | 33.494 | 2.632 |  |  | 64.6847 | 4.4445 | 43.443 | -4.4409 | 45.7489 | -3.9998 | 34.1969 | -3.9149 | 35.7873 | -1.9514
1434 | -1.4544 | -10.0425 | 11.1149 | -10.2222 | 8.6913 | -16.4175 | 32.4616 | -3.3628 | 33.5537 | 2.6919 |  |  | 64.6841 | 4.5356 | 43.4825 | -4.3706 | 45.7721 | -3.9766 | 34.1716 | -3.855 | 35.8056 | -1.8784
1435 | -1.5146 | -10.1024 | 11.0702 | -10.2665 | 8.6846 | -16.467 | 32.4458 | -3.4227 | 33.5042 | 2.6424 |  |  | 64.6834 | 4.4861 | 43.4451 | -4.4253 | 45.8057 | -3.943 | 34.1463 | -3.9253 | 35.8112 | -1.9253
1436 | -1.5748 | -10.1623 | 11.0255 | -10.3107 | 8.6788 | -16.5165 | 32.4318 | -3.4826 | 33.4546 | 2.5929 |  |  | 64.6837 | 4.4367 | 43.4133 | -4.48 | 45.8392 | -3.9095 | 34.1227 | -3.9956 | 35.8167 | -1.9722
1437 | -1.635 | -10.2222 | 10.9809 | -10.355 | 8.6965 | -16.5659 | 32.4566 | -3.5425 | 33.405 | 2.5434 |  |  | 64.7037 | 4.3872 | 43.3956 | -4.5347 | 45.8728 | -3.8759 | 34.1371 | -4.0659 | 35.8223 | -2.0191
1438 | -1.591 | -10.1779 | 11.0404 | -10.2951 | 8.7142 | -16.5113 | 32.4813 | -3.4722 | 33.4778 | 2.6164 |  |  | 64.7238 | 4.4445 | 43.3967 | -4.4852 | 45.8465 | -3.9022 | 34.1514 | -4.006 | 35.8405 | -1.954
1439 | -1.5471 | -10.1336 | 11.0999 | -10.2352 | 8.7307 | -16.4566 | 32.5051 | -3.4019 | 33.5506 | 2.6893 |  |  | 64.7425 | 4.5018 | 43.4458 | -4.4357 | 45.8202 | -3.9285 | 34.1649 | -3.9461 | 35.8588 | -1.8889
1440 | -1.5031 | -10.0894 | 11.1594 | -10.1753 | 8.7182 | -16.4019 | 32.5053 | -3.3316 | 33.6234 | 2.7622 |  |  | 64.7299 | 4.5591 | 43.4685 | -4.3863 | 45.7939 | -3.9548 | 34.1581 | -3.8862 | 35.8771 | -1.8237
1441 | -1.5634 | -10.1493 | 11.1121 | -10.2222 | 8.7058 | -16.4488 | 32.5056 | -3.368 | 33.5738 | 2.7127 |  |  | 64.7173 | 4.5096 | 43.4235 | -4.4461 | 45.8145 | -3.9342 | 34.1514 | -3.9279 | 35.8866 | -1.8524
1442 | -1.6236 | -10.2092 | 11.0648 | -10.2691 | 8.6944 | -16.4956 | 32.5068 | -3.4045 | 33.5242 | 2.6632 |  |  | 64.707 | 4.4601 | 43.3842 | -4.506 | 45.8351 | -3.9136 | 34.1457 | -3.9696 | 35.8961 | -1.881
1443 | -1.6838 | -10.2691 | 11.0175 | -10.3159 | 8.7097 | -16.5425 | 32.5331 | -3.4409 | 33.4746 | 2.6138 |  |  | 64.7528 | 4.4106 | 43.3596 | -4.5659 | 45.8556 | -3.8931 | 34.1668 | -4.0113 | 35.9056 | -1.9097
1444 | -1.6268 | -10.2118 | 11.0718 | -10.2613 | 8.725 | -16.493 | 32.5593 | -3.381 | 33.5475 | 2.6867 |  |  | 64.7985 | 4.507 | 43.3526 | -4.5269 | 45.8241 | -3.9246 | 34.1878 | -3.9566 | 35.9158 | -1.8628
1445 | -1.5698 | -10.1545 | 11.1261 | -10.2066 | 8.739 | -16.4435 | 32.5845 | -3.3211 | 33.6203 | 2.7596 |  |  | 64.8417 | 4.6033 | 43.3912 | -4.4878 | 45.7926 | -3.9561 | 34.2077 | -3.9019 | 35.9259 | -1.8159
1446 | -1.5129 | -10.0972 | 11.1804 | -10.1519 | 8.716 | -16.3941 | 32.5845 | -3.2612 | 33.6931 | 2.8325 |  |  | 64.8186 | 4.6997 | 43.4069 | -4.4488 | 45.7611 | -3.9876 | 34.199 | -3.8472 | 35.9361 | -1.7691
1447 | -1.5627 | -10.1467 | 11.1175 | -10.2144 | 8.6931 | -16.454 | 32.5844 | -3.2925 | 33.6435 | 2.783 |  |  | 64.7955 | 4.6137 | 43.3625 | -4.506 | 45.8025 | -3.9462 | 34.1904 | -3.8889 | 35.9404 | -1.8081
1448 | -1.6125 | -10.1961 | 11.0546 | -10.2769 | 8.6713 | -16.5139 | 32.5854 | -3.3237 | 33.5939 | 2.7335 |  |  | 64.774 | 4.5278 | 43.3241 | -4.5633 | 45.8439 | -3.9048 | 34.183 | -3.9305 | 35.9448 | -1.8472
1449 | -1.6623 | -10.2456 | 10.9917 | -10.3394 | 8.6788 | -16.5738 | 32.6152 | -3.355 | 33.5443 | 2.6841 |  |  | 64.7954 | 4.4419 | 43.3013 | -4.6206 | 45.8853 | -3.8634 | 34.2109 | -3.9722 | 35.9491 | -1.8862
1450 | -1.6131 | -10.1961 | 11.0304 | -10.3003 | 8.6864 | -16.5295 | 32.6451 | -3.2925 | 33.6119 | 2.7518 |  |  | 64.8168 | 4.52 | 43.2954 | -4.5816 | 45.8642 | -3.8845 | 34.2389 | -3.9071 | 35.966 | -1.8185
1451 | -1.5639 | -10.1467 | 11.069 | -10.2613 | 8.6927 | -16.4852 | 32.6739 | -3.23 | 33.6795 | 2.8195 |  |  | 64.8375 | 4.5981 | 43.3341 | -4.5425 | 45.8431 | -3.9056 | 34.266 | -3.842 | 35.983 | -1.7508
1452 | -1.5148 | -10.0972 | 11.1077 | -10.2222 | 8.661 | -16.4409 | 32.6729 | -3.1675 | 33.7471 | 2.8872 |  |  | 64.8352 | 4.6762 | 43.3493 | -4.5034 | 45.822 | -3.9267 | 34.2677 | -3.7769 | 35.9999 | -1.6831
1453 | -1.5516 | -10.1336 | 11.0578 | -10.2717 | 8.6293 | -16.5113 | 32.6719 | -3.2014 | 33.7184 | 2.8585 |  |  | 64.8329 | 4.632 | 43.3026 | -4.5633 | 45.8998 | -3.8488 | 34.2693 | -3.8081 | 36.0002 | -1.7326
1454 | -1.5883 | -10.1701 | 11.0079 | -10.3211 | 8.5985 | -16.5816 | 32.6719 | -3.2352 | 33.6896 | 2.8299 |  |  | 64.8318 | 4.5877 | 43.2619 | -4.6232 | 45.9777 | -3.7709 | 34.272 | -3.8394 | 36.0005 | -1.7821
1455 | -1.6251 | -10.2066 | 10.9581 | -10.3706 | 8.5958 | -16.6519 | 32.7045 | -3.2691 | 33.6609 | 2.8013 |  |  | 64.8677 | 4.5434 | 43.2376 | -4.6831 | 46.0556 | -3.6931 | 34.3088 | -3.8706 | 36.0008 | -1.8316
1456 | -1.5421 | -10.1232 | 10.9863 | -10.342 | 8.5931 | -16.618 | 32.737 | -3.2014 | 33.7285 | 2.869 |  |  | 64.9037 | 4.6216 | 43.2304 | -4.6441 | 46.0162 | -3.7324 | 34.3456 | -3.7977 | 36.0066 | -1.7769
1457 | -1.4591 | -10.0399 | 11.0145 | -10.3133 | 8.5894 | -16.5842 | 32.7684 | -3.1336 | 33.7961 | 2.9367 |  |  | 64.9384 | 4.6997 | 43.2691 | -4.605 | 45.9769 | -3.7717 | 34.3812 | -3.7248 | 36.0124 | -1.7222
1458 | -1.3761 | -9.9566 | 11.0428 | -10.2847 | 8.554 | -16.5503 | 32.7622 | -3.0659 | 33.8637 | 3.0044 |  |  | 64.9308 | 4.7778 | 43.2858 | -4.5659 | 45.9376 | -3.8111 | 34.3751 | -3.6519 | 36.0181 | -1.6675
1459 | -1.4259 | -10.006 | 10.9721 | -10.355 | 8.5186 | -16.6206 | 32.756 | -3.1102 | 33.8167 | 2.9575 |  |  | 64.9232 | 4.7257 | 43.2434 | -4.6206 | 45.9998 | -3.7488 | 34.369 | -3.6987 | 36.0111 | -1.7248
1460 | -1.4757 | -10.0555 | 10.9014 | -10.4253 | 8.4842 | -16.6909 | 32.7507 | -3.1545 | 33.7697 | 2.9106 |  |  | 64.9164 | 4.6736 | 43.2081 | -4.6753 | 46.062 | -3.6866 | 34.364 | -3.7456 | 36.0041 | -1.7821
1461 | -1.5255 | -10.105 | 10.8307 | -10.4956 | 8.485 | -16.7613 | 32.7798 | -3.1987 | 33.7227 | 2.8638 |  |  | 64.9379 | 4.6216 | 43.192 | -4.73 | 46.1243 | -3.6244 | 34.3991 | -3.7925 | 35.9971 | -1.8394
1462 | -1.4373 | -10.0165 | 10.8667 | -10.4592 | 8.4859 | -16.7222 | 32.8089 | -3.131 | 33.8007 | 2.9419 |  |  | 64.9593 | 4.6815 | 43.1941 | -4.6779 | 46.1006 | -3.6481 | 34.4341 | -3.7144 | 36.0094 | -1.7847
1463 | -1.349 | -9.9279 | 10.9028 | -10.4227 | 8.4867 | -16.6831 | 32.8378 | -3.0633 | 33.8787 | 3.02 |  |  | 64.9814 | 4.7414 | 43.2458 | -4.6258 | 46.0769 | -3.6718 | 34.4692 | -3.6362 | 36.0217 | -1.73
1464 | -1.2608 | -9.8394 | 10.9389 | -10.3863 | 8.4855 | -16.6441 | 32.8606 | -2.9956 | 33.9568 | 3.0981 |  |  | 65.0274 | 4.8012 | 43.2853 | -4.5738 | 46.0531 | -3.6955 | 34.5041 | -3.5581 | 36.034 | -1.6753
1465 | -1.2429 | -9.8211 | 10.9254 | -10.3993 | 8.4843 | -16.6649 | 32.8834 | -2.9956 | 33.9488 | 3.0903 |  |  | 65.0735 | 4.8403 | 43.2919 | -4.5738 | 46.1414 | -3.6072 | 34.5391 | -3.5451 | 36.0329 | -1.6961
1466 | -1.225 | -9.8029 | 10.912 | -10.4123 | 8.4829 | -16.6857 | 32.9059 | -2.9956 | 33.9409 | 3.0825 |  |  | 65.1187 | 4.8794 | 43.2979 | -4.5738 | 46.2297 | -3.5189 | 34.5735 | -3.5321 | 36.0318 | -1.717
1467 | -1.2071 | -9.7847 | 10.8986 | -10.4253 | 8.4699 | -16.7066 | 32.9159 | -2.9956 | 33.933 | 3.0747 |  |  | 65.1284 | 4.9184 | 43.3023 | -4.5738 | 46.318 | -3.4306 | 34.5827 | -3.5191 | 36.0307 | -1.7378
1468 | -1.184 | -9.7613 | 10.8852 | -10.4383 | 8.4568 | -16.7144 | 32.9259 | -2.98 | 33.9225 | 3.0643 |  |  | 65.1381 | 4.9132 | 43.3088 | -4.5607 | 46.2943 | -3.4543 | 34.592 | -3.5112 | 36.0087 | -1.7456
1469 | -1.1609 | -9.7378 | 10.8718 | -10.4514 | 8.443 | -16.7222 | 32.9349 | -2.9644 | 33.912 | 3.0539 |  |  | 65.147 | 4.908 | 43.3214 | -4.5477 | 46.2706 | -3.478 | 34.6006 | -3.5034 | 35.9867 | -1.7534
1470 | -1.1377 | -9.7144 | 10.8584 | -10.4644 | 8.3914 | -16.73 | 32.8952 | -2.9487 | 33.9014 | 3.0434 |  |  | 65.1124 | 4.9028 | 43.3208 | -4.5347 | 46.2468 | -3.5017 | 34.5772 | -3.4956 | 35.9647 | -1.7612
1471 | -1.1615 | -9.7378 | 10.785 | -10.5373 | 8.3398 | -16.8029 | 32.8555 | -3.0165 | 33.8597 | 3.0018 |  |  | 65.0778 | 4.8533 | 43.2837 | -4.579 | 46.3195 | -3.4291 | 34.5538 | -3.5347 | 35.9358 | -1.8185
1472 | -1.1853 | -9.7613 | 10.7117 | -10.6102 | 8.2893 | -16.8758 | 32.8167 | -3.0842 | 33.8179 | 2.9601 |  |  | 65.0442 | 4.8039 | 43.2543 | -4.6232 | 46.3921 | -3.3565 | 34.531 | -3.5737 | 35.907 | -1.8758
1473 | -1.209 | -9.7847 | 10.6384 | -10.6831 | 8.293 | -16.9488 | 32.8244 | -3.1519 | 33.7761 | 2.9184 |  |  | 65.0582 | 4.7544 | 43.246 | -4.6675 | 46.4648 | -3.2838 | 34.5398 | -3.6128 | 35.8782 | -1.9331
1474 | -1.1442 | -9.7196 | 10.6797 | -10.6415 | 8.2967 | -16.9045 | 32.8321 | -3.105 | 33.8073 | 2.9497 |  |  | 65.0723 | 4.8012 | 43.2542 | -4.6128 | 46.4385 | -3.3101 | 34.5486 | -3.579 | 35.8714 | -1.9123
1475 | -1.0794 | -9.6545 | 10.721 | -10.5998 | 8.3004 | -16.8602 | 32.8396 | -3.0581 | 33.8384 | 2.9809 |  |  | 65.0864 | 4.8481 | 43.3085 | -4.5581 | 46.4122 | -3.3364 | 34.5574 | -3.5451 | 35.8646 | -1.8915
1476 | -1.0147 | -9.5894 | 10.7622 | -10.5581 | 8.3043 | -16.8159 | 32.8414 | -3.0112 | 33.8695 | 3.0122 |  |  | 65.1073 | 4.895 | 43.3533 | -4.5034 | 46.3859 | -3.3627 | 34.5634 | -3.5112 | 35.8578 | -1.8706
1477 | -1.0098 | -9.5842 | 10.7488 | -10.5711 | 8.3082 | -16.8316 | 32.8432 | -3.0321 | 33.8564 | 2.9992 |  |  | 65.1282 | 4.9028 | 43.3713 | -4.4904 | 46.4325 | -3.3161 | 34.5694 | -3.5191 | 35.8307 | -1.8941
1478 | -1.0049 | -9.579 | 10.7354 | -10.5842 | 8.3113 | -16.8472 | 32.8441 | -3.0529 | 33.8433 | 2.9861 |  |  | 65.1482 | 4.9106 | 43.3829 | -4.4774 | 46.4791 | -3.2695 | 34.5746 | -3.5269 | 35.8036 | -1.9175
1479 | -1 | -9.5738 | 10.722 | -10.5972 | 8.2621 | -16.8628 | 32.7816 | -3.0737 | 33.8302 | 2.9731 |  |  | 65.1076 | 4.9184 | 43.3763 | -4.4644 | 46.5257 | -3.2229 | 34.5268 | -3.5347 | 35.7765 | -1.9409
1480 | -1.0472 | -9.6206 | 10.6669 | -10.6519 | 8.213 | -16.9279 | 32.719 | -3.1571 | 33.7649 | 2.908 |  |  | 65.067 | 4.8533 | 43.3611 | -4.5034 | 46.4994 | -3.2492 | 34.4791 | -3.6024 | 35.7291 | -2.0243
1481 | -1.0944 | -9.6675 | 10.6118 | -10.7066 | 8.1645 | -16.993 | 32.6572 | -3.2404 | 33.6997 | 2.8429 |  |  | 65.0269 | 4.7882 | 43.3216 | -4.5425 | 46.473 | -3.2755 | 34.4319 | -3.6701 | 35.6818 | -2.1076
1482 | -1.1416 | -9.7144 | 10.5568 | -10.7613 | 8.1676 | -17.0581 | 32.646 | -3.3237 | 33.6345 | 2.7778 |  |  | 65.0168 | 4.7231 | 43.3039 | -4.5816 | 46.4467 | -3.3018 | 34.426 | -3.7378 | 35.6344 | -2.1909
1483 | -1.0977 | -9.6701 | 10.6006 | -10.717 | 8.1707 | -17.0191 | 32.6348 | -3.2977 | 33.6396 | 2.783 |  |  | 65.0068 | 4.7414 | 43.3483 | -4.5243 | 46.4022 | -3.3464 | 34.4201 | -3.7118 | 35.6094 | -2.1727
1484 | -1.0537 | -9.6258 | 10.6445 | -10.6727 | 8.1736 | -16.98 | 32.6232 | -3.2717 | 33.6447 | 2.7882 |  |  | 64.9966 | 4.7596 | 43.3861 | -4.467 | 46.3576 | -3.3909 | 34.4138 | -3.6857 | 35.5843 | -2.1545
1485 | -1.0098 | -9.5816 | 10.6884 | -10.6284 | 8.1479 | -16.9409 | 32.573 | -3.2456 | 33.6498 | 2.7934 |  |  | 64.968 | 4.7778 | 43.4053 | -4.4097 | 46.3131 | -3.4354 | 34.367 | -3.6597 | 35.5593 | -2.1362
1486 | -1.07 | -9.6415 | 10.6307 | -10.6857 | 8.1223 | -16.9982 | 32.5227 | -3.3342 | 33.582 | 2.7257 |  |  | 64.9395 | 4.7257 | 43.4081 | -4.454 | 46.3389 | -3.4097 | 34.3202 | -3.743 | 35.5252 | -2.2092
1487 | -1.1302 | -9.7014 | 10.573 | -10.743 | 8.0969 | -17.0555 | 32.4727 | -3.4227 | 33.5142 | 2.658 |  |  | 64.9113 | 4.6736 | 43.3634 | -4.4982 | 46.3646 | -3.3839 | 34.2736 | -3.8264 | 35.4911 | -2.2821
1488 | -1.1904 | -9.7613 | 10.5154 | -10.8003 | 8.0994 | -17.1128 | 32.4478 | -3.5112 | 33.4464 | 2.5903 |  |  | 64.9178 | 4.6216 | 43.339 | -4.5425 | 46.3904 | -3.3581 | 34.2522 | -3.9097 | 35.4569 | -2.355
1489 | -1.1673 | -9.7378 | 10.567 | -10.7482 | 8.1018 | -17.079 | 32.4229 | -3.5034 | 33.4671 | 2.6111 |  |  | 64.9244 | 4.658 | 43.3738 | -4.4956 | 46.3849 | -3.3636 | 34.2309 | -3.8993 | 35.4422 | -2.3446
1490 | -1.1442 | -9.7144 | 10.6187 | -10.6961 | 8.1044 | -17.0451 | 32.3982 | -3.4956 | 33.4878 | 2.632 |  |  | 64.931 | 4.6945 | 43.4089 | -4.4488 | 46.3794 | -3.3691 | 34.2095 | -3.8889 | 35.4274 | -2.3342
1491 | -1.1211 | -9.6909 | 10.6704 | -10.6441 | 8.1219 | -17.0113 | 32.3901 | -3.4878 | 33.5086 | 2.6528 |  |  | 64.9413 | 4.7309 | 43.4446 | -4.4019 | 46.374 | -3.3746 | 34.1972 | -3.8784 | 35.4127 | -2.3237
1492 | -1.1266 | -9.6961 | 10.6726 | -10.6415 | 8.1394 | -17.0008 | 32.382 | -3.5034 | 33.498 | 2.6424 |  |  | 64.9517 | 4.7283 | 43.4759 | -4.3836 | 46.3164 | -3.4321 | 34.1848 | -3.9019 | 35.3908 | -2.342
1493 | -1.1321 | -9.7014 | 10.6749 | -10.6389 | 8.1566 | -16.9904 | 32.3737 | -3.5191 | 33.4875 | 2.632 |  |  | 64.9618 | 4.7257 | 43.4937 | -4.3654 | 46.2588 | -3.4897 | 34.1722 | -3.9253 | 35.3689 | -2.3602
1494 | -1.1377 | -9.7066 | 10.6771 | -10.6363 | 8.1264 | -16.98 | 32.3127 | -3.5347 | 33.477 | 2.6216 |  |  | 64.9157 | 4.7231 | 43.4953 | -4.3472 | 46.2013 | -3.5473 | 34.1086 | -3.9487 | 35.3471 | -2.3784
1495 | -1.2109 | -9.7795 | 10.635 | -10.6779 | 8.0962 | -17.0295 | 32.2517 | -3.618 | 33.404 | 2.5486 |  |  | 64.8697 | 4.6554 | 43.4495 | -4.4019 | 46.214 | -3.5345 | 34.045 | -4.0321 | 35.314 | -2.4409
1496 | -1.2841 | -9.8524 | 10.593 | -10.7196 | 8.0661 | -17.079 | 32.1909 | -3.7014 | 33.331 | 2.4757 |  |  | 64.8237 | 4.5877 | 43.4116 | -4.4566 | 46.2268 | -3.5217 | 33.9816 | -4.1154 | 35.2809 | -2.5034
1497 | -1.3574 | -9.9253 | 10.5509 | -10.7613 | 8.0818 | -17.1284 | 32.1818 | -3.7847 | 33.2579 | 2.4028 |  |  | 64.8131 | 4.52 | 43.3974 | -4.5113 | 46.2395 | -3.509 | 33.9639 | -4.1988 | 35.2478 | -2.5659
1498 | -1.3239 | -9.8915 | 10.6 | -10.7118 | 8.0974 | -17.079 | 32.1728 | -3.756 | 33.2839 | 2.4289 |  |  | 64.8025 | 4.5382 | 43.4004 | -4.4566 | 46.2184 | -3.5301 | 33.9461 | -4.1831 | 35.2505 | -2.5399
1499 | -1.2903 | -9.8576 | 10.6491 | -10.6623 | 8.1131 | -17.0295 | 32.1637 | -3.7274 | 33.3098 | 2.4549 |  |  | 64.7919 | 4.5565 | 43.4547 | -4.4019 | 46.1973 | -3.5512 | 33.9284 | -4.1675 | 35.2531 | -2.5139
1500 | -1.2568 | -9.8238 | 10.6982 | -10.6128 | 8.1357 | -16.98 | 32.1764 | -3.6987 | 33.3357 | 2.4809 |  |  | 64.81 | 4.5747 | 43.501 | -4.3472 | 46.1762 | -3.5723 | 33.9299 | -4.1519 | 35.2558 | -2.4878
1501 | -1.2571 | -9.8238 | 10.7238 | -10.5868 | 8.1584 | -16.9696 | 32.1892 | -3.6935 | 33.3226 | 2.4679 |  |  | 64.8281 | 4.5929 | 43.5233 | -4.329 | 46.1603 | -3.5882 | 33.9313 | -4.1571 | 35.2539 | -2.4774
1502 | -1.2574 | -9.8238 | 10.7495 | -10.5607 | 8.1811 | -16.9592 | 32.2019 | -3.6883 | 33.3095 | 2.4549 |  |  | 64.8462 | 4.6111 | 43.5387 | -4.3107 | 46.1444 | -3.6041 | 33.9328 | -4.1623 | 35.252 | -2.467
1503 | -1.2578 | -9.8238 | 10.7751 | -10.5347 | 8.1543 | -16.9488 | 32.1582 | -3.6831 | 33.2964 | 2.4419 |  |  | 64.8156 | 4.6294 | 43.533 | -4.2925 | 46.1285 | -3.62 | 33.8804 | -4.1675 | 35.2501 | -2.4566
1504 | -1.3206 | -9.8863 | 10.7253 | -10.5842 | 8.1274 | -16.993 | 32.1144 | -3.7508 | 33.2572 | 2.4028 |  |  | 64.7851 | 4.5747 | 43.5177 | -4.3368 | 46.0787 | -3.6698 | 33.828 | -4.243 | 35.2328 | -2.5165
1505 | -1.3834 | -9.9488 | 10.6754 | -10.6336 | 8.1006 | -17.0373 | 32.0707 | -3.8185 | 33.218 | 2.3638 |  |  | 64.7545 | 4.52 | 43.473 | -4.381 | 46.029 | -3.7195 | 33.7756 | -4.3185 | 35.2156 | -2.5764
1506 | -1.4462 | -10.0113 | 10.6255 | -10.6831 | 8.1301 | -17.0816 | 32.086 | -3.8862 | 33.1789 | 2.3247 |  |  | 64.7726 | 4.4653 | 43.4514 | -4.4253 | 45.9792 | -3.7693 | 33.7796 | -4.3941 | 35.1983 | -2.6362
1507 | -1.3945 | -9.9592 | 10.6955 | -10.6128 | 8.1599 | -17.0139 | 32.1015 | -3.829 | 33.236 | 2.382 |  |  | 64.7908 | 4.52 | 43.5003 | -4.3628 | 46.0102 | -3.7383 | 33.7838 | -4.3498 | 35.2236 | -2.5737
1508 | -1.3427 | -9.9071 | 10.7654 | -10.5425 | 8.1896 | -16.9461 | 32.1169 | -3.7717 | 33.2932 | 2.4393 |  |  | 64.809 | 4.5747 | 43.5469 | -4.3003 | 46.0412 | -3.7073 | 33.788 | -4.3055 | 35.249 | -2.5112
1509 | -1.291 | -9.855 | 10.8353 | -10.4722 | 8.2183 | -16.8784 | 32.1443 | -3.7144 | 33.3504 | 2.4966 |  |  | 64.8392 | 4.6294 | 43.5863 | -4.2378 | 46.0722 | -3.6763 | 33.8024 | -4.2613 | 35.2743 | -2.4487
1510 | -1.2887 | -9.8524 | 10.8558 | -10.4514 | 8.2469 | -16.868 | 32.1716 | -3.7014 | 33.3529 | 2.4992 |  |  | 64.8693 | 4.6476 | 43.6167 | -4.2352 | 46.0302 | -3.7183 | 33.8168 | -4.2613 | 35.2878 | -2.4305
1511 | -1.2864 | -9.8498 | 10.8762 | -10.4305 | 8.2755 | -16.8576 | 32.199 | -3.6883 | 33.3554 | 2.5018 |  |  | 64.8995 | 4.6658 | 43.6188 | -4.2326 | 45.9883 | -3.7602 | 33.8311 | -4.2613 | 35.3012 | -2.4123
1512 | -1.2841 | -9.8472 | 10.8967 | -10.4097 | 8.2542 | -16.8472 | 32.1686 | -3.6753 | 33.3579 | 2.5044 |  |  | 64.8883 | 4.6841 | 43.6115 | -4.23 | 45.9463 | -3.8022 | 33.8015 | -4.2613 | 35.3147 | -2.3941
1513 | -1.3417 | -9.9045 | 10.8572 | -10.4488 | 8.2324 | -16.8836 | 32.1377 | -3.7274 | 33.324 | 2.4705 |  |  | 64.8767 | 4.658 | 43.5748 | -4.2717 | 46.045 | -3.7035 | 33.7716 | -4.3055 | 35.3074 | -2.4409
1514 | -1.3994 | -9.9618 | 10.8178 | -10.4878 | 8.2107 | -16.9201 | 32.1069 | -3.7795 | 33.29 | 2.4367 |  |  | 64.8652 | 4.632 | 43.5462 | -4.3133 | 46.1437 | -3.6048 | 33.7417 | -4.3498 | 35.3002 | -2.4878
1515 | -1.457 | -10.0191 | 10.7783 | -10.5269 | 8.2341 | -16.9566 | 32.1325 | -3.8316 | 33.256 | 2.4028 |  |  | 64.8875 | 4.6059 | 43.5426 | -4.355 | 46.2424 | -3.5061 | 33.7526 | -4.3941 | 35.2929 | -2.5347
1516 | -1.4078 | -9.9696 | 10.8378 | -10.467 | 8.258 | -16.9019 | 32.1586 | -3.7665 | 33.3184 | 2.4653 |  |  | 64.9102 | 4.6528 | 43.5542 | -4.2951 | 46.1483 | -3.6001 | 33.7639 | -4.355 | 35.3259 | -2.467
1517 | -1.3587 | -9.9201 | 10.8973 | -10.4071 | 8.2818 | -16.8472 | 32.1847 | -3.7014 | 33.3808 | 2.5278 |  |  | 64.9329 | 4.6997 | 43.6137 | -4.2352 | 46.0543 | -3.6941 | 33.7751 | -4.3159 | 35.3588 | -2.3993
1518 | -1.3095 | -9.8706 | 10.9568 | -10.3472 | 8.306 | -16.7925 | 32.2094 | -3.6362 | 33.4432 | 2.5903 |  |  | 64.9724 | 4.7466 | 43.6621 | -4.1753 | 45.9603 | -3.7882 | 33.7981 | -4.2769 | 35.3918 | -2.3316
1519 | -1.2942 | -9.855 | 10.9643 | -10.3394 | 8.3303 | -16.7821 | 32.234 | -3.631 | 33.4587 | 2.6059 |  |  | 65.0122 | 4.783 | 43.6758 | -4.1675 | 46.0694 | -3.6791 | 33.8211 | -4.2613 | 35.4079 | -2.3055
1520 | -1.2789 | -9.8394 | 10.9717 | -10.3316 | 8.3545 | -16.7717 | 32.2586 | -3.6258 | 33.4743 | 2.6216 |  |  | 65.0519 | 4.8195 | 43.6832 | -4.1597 | 46.1785 | -3.57 | 33.8442 | -4.2456 | 35.424 | -2.2795
1521 | -1.2636 | -9.8238 | 10.9791 | -10.3238 | 8.3143 | -16.7613 | 32.2379 | -3.6206 | 33.4898 | 2.6372 |  |  | 65.0245 | 4.8559 | 43.6708 | -4.1519 | 46.2876 | -3.4609 | 33.8131 | -4.23 | 35.4401 | -2.2534
1522 | -1.3212 | -9.881 | 10.9215 | -10.381 | 8.2733 | -16.8264 | 32.2166 | -3.6545 | 33.4324 | 2.5799 |  |  | 64.9961 | 4.796 | 43.6506 | -4.1961 | 46.1936 | -3.5549 | 33.7812 | -4.2847 | 35.4312 | -2.3133
1523 | -1.3789 | -9.9383 | 10.8638 | -10.4383 | 8.2322 | -16.8915 | 32.1953 | -3.6883 | 33.375 | 2.5226 |  |  | 64.9677 | 4.7361 | 43.6059 | -4.2404 | 46.0995 | -3.6489 | 33.7494 | -4.3394 | 35.4223 | -2.3732
1524 | -1.4365 | -9.9956 | 10.8061 | -10.4956 | 8.2581 | -16.9566 | 32.2337 | -3.7222 | 33.3176 | 2.4653 |  |  | 65.0116 | 4.6762 | 43.5864 | -4.2847 | 46.0055 | -3.7429 | 33.7809 | -4.3941 | 35.4134 | -2.4331
1525 | -1.3613 | -9.9201 | 10.8838 | -10.4175 | 8.2849 | -16.8836 | 32.2731 | -3.6467 | 33.3982 | 2.546 |  |  | 65.0565 | 4.7726 | 43.6472 | -4.2092 | 46.125 | -3.6234 | 33.8134 | -4.3185 | 35.432 | -2.3472
1526 | -1.2861 | -9.8446 | 10.9616 | -10.3394 | 8.3118 | -16.8107 | 32.3124 | -3.5711 | 33.4788 | 2.6268 |  |  | 65.1015 | 4.869 | 43.6991 | -4.1336 | 46.2445 | -3.5039 | 33.8459 | -4.243 | 35.4506 | -2.2612
1527 | -1.2109 | -9.7691 | 11.0393 | -10.2613 | 8.2919 | -16.7378 | 32.3009 | -3.4956 | 33.5595 | 2.7075 |  |  | 65.0849 | 4.9653 | 43.7225 | -4.0581 | 46.364 | -3.3844 | 33.8309 | -4.1675 | 35.4692 | -2.1753
1528 | -1.2763 | -9.8342 | 10.9686 | -10.3316 | 8.2713 | -16.8029 | 32.2886 | -3.5503 | 33.5047 | 2.6528 |  |  | 65.0673 | 4.8924 | 43.7262 | -4.118 | 46.3091 | -3.4394 | 33.8151 | -4.2274 | 35.4603 | -2.2482
1529 | -1.3418 | -9.8993 | 10.8979 | -10.4019 | 8.2506 | -16.868 | 32.2762 | -3.605 | 33.4499 | 2.5981 |  |  | 65.0496 | 4.8195 | 43.6658 | -4.1779 | 46.2541 | -3.4943 | 33.7993 | -4.2873 | 35.4515 | -2.3211
1530 | -1.4072 | -9.9644 | 10.8272 | -10.4722 | 8.2664 | -16.9331 | 32.3097 | -3.6597 | 33.3951 | 2.5434 |  |  | 65.0843 | 4.7466 | 43.6331 | -4.2378 | 46.1991 | -3.5493 | 33.8294 | -4.3472 | 35.4426 | -2.3941
1531 | -1.3346 | -9.8915 | 10.8894 | -10.4097 | 8.2829 | -16.8758 | 32.3442 | -3.5816 | 33.4809 | 2.6294 |  |  | 65.1199 | 4.8351 | 43.69 | -4.1649 | 46.2614 | -3.4871 | 33.8603 | -4.2717 | 35.4474 | -2.3342
1532 | -1.262 | -9.8185 | 10.9515 | -10.3472 | 8.2995 | -16.8185 | 32.3786 | -3.5034 | 33.5667 | 2.7153 |  |  | 65.1556 | 4.9236 | 43.7388 | -4.092 | 46.3236 | -3.4248 | 33.8913 | -4.1961 | 35.4521 | -2.2743
1533 | -1.1894 | -9.7456 | 11.0136 | -10.2847 | 8.2693 | -16.7613 | 32.3679 | -3.4253 | 33.6526 | 2.8013 |  |  | 65.1655 | 5.0122 | 43.7614 | -4.0191 | 46.3858 | -3.3626 | 33.878 | -4.1206 | 35.4568 | -2.2144
1534 | -1.2366 | -9.7925 | 10.9429 | -10.355 | 8.238 | -16.8342 | 32.3562 | -3.48 | 33.5926 | 2.7414 |  |  | 65.175 | 4.9835 | 43.7653 | -4.0764 | 46.3621 | -3.3863 | 33.8638 | -4.1779 | 35.4486 | -2.2717
1535 | -1.2838 | -9.8394 | 10.8722 | -10.4253 | 8.2068 | -16.9071 | 32.3445 | -3.5347 | 33.5326 | 2.6815 |  |  | 65.1844 | 4.9549 | 43.7075 | -4.1336 | 46.3384 | -3.41 | 33.8495 | -4.2352 | 35.4403 | -2.329
1536 | -1.331 | -9.8863 | 10.8015 | -10.4956 | 8.2079 | -16.98 | 32.3592 | -3.5894 | 33.4726 | 2.6216 |  |  | 65.196 | 4.9262 | 43.6728 | -4.1909 | 46.3147 | -3.4337 | 33.8667 | -4.2925 | 35.4321 | -2.3862
1537 | -1.2767 | -9.8316 | 10.848 | -10.4488 | 8.2098 | -16.9409 | 32.3745 | -3.5399 | 33.5298 | 2.6789 |  |  | 65.2076 | 4.9575 | 43.7141 | -4.1363 | 46.3639 | -3.3845 | 33.8847 | -4.2378 | 35.4345 | -2.3368
1538 | -1.2223 | -9.7769 | 10.8945 | -10.4019 | 8.2116 | -16.9019 | 32.3897 | -3.4904 | 33.5869 | 2.7361 |  |  | 65.2192 | 4.9887 | 43.7509 | -4.0816 | 46.4131 | -3.3354 | 33.9027 | -4.1831 | 35.437 | -2.2873
1539 | -1.168 | -9.7222 | 10.941 | -10.355 | 8.1822 | -16.8628 | 32.3746 | -3.4409 | 33.6441 | 2.7934 |  |  | 65.1881 | 5.02 | 43.7731 | -4.0269 | 46.4623 | -3.2862 | 33.8893 | -4.1284 | 35.4394 | -2.2378
1540 | -1.2074 | -9.7613 | 10.8833 | -10.4123 | 8.1519 | -16.9253 | 32.3588 | -3.4878 | 33.5893 | 2.7388 |  |  | 65.1559 | 4.9575 | 43.7835 | -4.0555 | 46.4333 | -3.3151 | 33.8751 | -4.1753 | 35.4265 | -2.2951
1541 | -1.2467 | -9.8003 | 10.8256 | -10.4696 | 8.1216 | -16.9878 | 32.3429 | -3.5347 | 33.5346 | 2.6841 |  |  | 65.1237 | 4.895 | 43.7544 | -4.0842 | 46.4044 | -3.344 | 33.861 | -4.2222 | 35.4136 | -2.3524
1542 | -1.2861 | -9.8394 | 10.768 | -10.5269 | 8.1226 | -17.0503 | 32.3548 | -3.5816 | 33.4798 | 2.6294 |  |  | 65.1595 | 4.8325 | 43.7407 | -4.1128 | 46.3755 | -3.3729 | 33.8832 | -4.2691 | 35.4007 | -2.4097
1543 | -1.2292 | -9.7821 | 10.8014 | -10.493 | 8.1245 | -17.0165 | 32.3674 | -3.5399 | 33.5291 | 2.6789 |  |  | 65.1972 | 4.9184 | 43.7785 | -4.0659 | 46.4742 | -3.2742 | 33.9065 | -4.2118 | 35.3968 | -2.3706
1544 | -1.1722 | -9.7248 | 10.8349 | -10.4592 | 8.1264 | -16.9826 | 32.3801 | -3.4982 | 33.5785 | 2.7283 |  |  | 65.2349 | 5.0044 | 43.8104 | -4.0191 | 46.5728 | -3.1756 | 33.9297 | -4.1545 | 35.3929 | -2.3316
1545 | -1.1153 | -9.6675 | 10.8684 | -10.4253 | 8.0935 | -16.9488 | 32.3642 | -3.4566 | 33.6279 | 2.7778 |  |  | 65.2149 | 5.0903 | 43.8227 | -3.9722 | 46.6715 | -3.0769 | 33.9122 | -4.0972 | 35.389 | -2.2925
1546 | -1.1599 | -9.7118 | 10.7977 | -10.4956 | 8.0597 | -17.0139 | 32.3474 | -3.5008 | 33.5783 | 2.7283 |  |  | 65.1932 | 5.0174 | 43.8226 | -4.0139 | 46.5749 | -3.1735 | 33.8934 | -4.1519 | 35.3728 | -2.3524
1547 | -1.2045 | -9.756 | 10.727 | -10.5659 | 8.0258 | -17.079 | 32.3306 | -3.5451 | 33.5287 | 2.6789 |  |  | 65.1716 | 4.9445 | 43.7805 | -4.0555 | 46.4782 | -3.2702 | 33.8747 | -4.2066 | 35.3566 | -2.4123
1548 | -1.2491 | -9.8003 | 10.6563 | -10.6363 | 8.0276 | -17.1441 | 32.3536 | -3.5894 | 33.4791 | 2.6294 |  |  | 65.2043 | 4.8716 | 43.7614 | -4.0972 | 46.3816 | -3.3668 | 33.8909 | -4.2613 | 35.3405 | -2.4722
1549 | -1.1817 | -9.7326 | 10.7106 | -10.5816 | 8.0305 | -17.1076 | 32.3778 | -3.5321 | 33.5181 | 2.6684 |  |  | 65.2388 | 4.9575 | 43.8209 | -4.0243 | 46.5115 | -3.2369 | 33.9083 | -4.2092 | 35.3347 | -2.4305
1550 | -1.1143 | -9.6649 | 10.7649 | -10.5269 | 8.0335 | -17.0711 | 32.402 | -3.4748 | 33.557 | 2.7075 |  |  | 65.2734 | 5.0434 | 43.8745 | -3.9514 | 46.6415 | -3.1069 | 33.9256 | -4.1571 | 35.329 | -2.3889
1551 | -1.0469 | -9.5972 | 10.8192 | -10.4722 | 8.0032 | -17.0347 | 32.3777 | -3.4175 | 33.596 | 2.7466 |  |  | 65.2516 | 5.1294 | 43.9076 | -3.8784 | 46.7714 | -2.977 | 33.9063 | -4.105 | 35.3232 | -2.3472
1552 | -1.0967 | -9.6467 | 10.7486 | -10.5425 | 7.9718 | -17.0972 | 32.3517 | -3.4826 | 33.536 | 2.6867 |  |  | 65.228 | 5.0539 | 43.9267 | -3.9071 | 46.6721 | -3.0762 | 33.8857 | -4.1597 | 35.3025 | -2.4201
1553 | -1.1465 | -9.6961 | 10.6779 | -10.6128 | 7.9405 | -17.1597 | 32.3257 | -3.5477 | 33.476 | 2.6268 |  |  | 65.2043 | 4.9783 | 43.8976 | -3.9357 | 46.5729 | -3.1755 | 33.8651 | -4.2144 | 35.2817 | -2.493
1554 | -1.1963 | -9.7456 | 10.6072 | -10.6831 | 7.9431 | -17.2222 | 32.3453 | -3.6128 | 33.416 | 2.5669 |  |  | 65.2209 | 4.9028 | 43.8877 | -3.9644 | 46.4737 | -3.2747 | 33.8898 | -4.2691 | 35.2609 | -2.5659
1555 | -1.1342 | -9.6831 | 10.6537 | -10.6363 | 7.947 | -17.1857 | 32.3664 | -3.5503 | 33.494 | 2.645 |  |  | 65.2388 | 4.9653 | 43.9442 | -3.8967 | 46.614 | -3.1344 | 33.9161 | -4.204 | 35.2555 | -2.5139
1556 | -1.072 | -9.6206 | 10.7002 | -10.5894 | 7.9509 | -17.1493 | 32.3876 | -3.4878 | 33.572 | 2.7231 |  |  | 65.2568 | 5.0278 | 43.995 | -3.829 | 46.7543 | -2.994 | 33.9425 | -4.1389 | 35.25 | -2.4618
1557 | -1.0098 | -9.5581 | 10.7467 | -10.5425 | 7.9275 | -17.1128 | 32.3597 | -3.4253 | 33.6501 | 2.8013 |  |  | 65.2409 | 5.0903 | 44.0258 | -3.7612 | 46.8947 | -2.8537 | 33.9207 | -4.0738 | 35.2446 | -2.4097
1558 | -1.057 | -9.605 | 10.6942 | -10.5946 | 7.9031 | -17.1649 | 32.33 | -3.4982 | 33.577 | 2.7283 |  |  | 65.2237 | 5.0356 | 44.0439 | -3.7873 | 46.8371 | -2.9112 | 33.8971 | -4.1389 | 35.2169 | -2.4956
1559 | -1.1042 | -9.6519 | 10.6417 | -10.6467 | 7.8787 | -17.217 | 32.3002 | -3.5711 | 33.504 | 2.6554 |  |  | 65.2064 | 4.9809 | 44.0174 | -3.8133 | 46.7795 | -2.9688 | 33.8735 | -4.204 | 35.1893 | -2.5816
1560 | -1.1515 | -9.6988 | 10.5893 | -10.6988 | 7.8916 | -17.2691 | 32.312 | -3.6441 | 33.431 | 2.5825 |  |  | 65.2245 | 4.9262 | 44.0109 | -3.8394 | 46.722 | -3.0264 | 33.8829 | -4.2691 | 35.1616 | -2.6675
1561 | -1.0919 | -9.6389 | 10.6436 | -10.6441 | 7.906 | -17.2222 | 32.3256 | -3.5894 | 33.4726 | 2.6242 |  |  | 65.244 | 4.9809 | 44.0748 | -3.7639 | 46.7816 | -2.9668 | 33.8937 | -4.2222 | 35.153 | -2.6232
1562 | -1.0323 | -9.579 | 10.6979 | -10.5894 | 7.9205 | -17.1753 | 32.3391 | -3.5347 | 33.5141 | 2.6658 |  |  | 65.2636 | 5.0356 | 44.1326 | -3.6883 | 46.8412 | -2.9072 | 33.9044 | -4.1753 | 35.1444 | -2.579
1563 | -0.97276 | -9.5191 | 10.7522 | -10.5347 | 7.9007 | -17.1284 | 32.3103 | -3.48 | 33.5557 | 2.7075 |  |  | 65.2334 | 5.0903 | 44.1691 | -3.6128 | 46.9008 | -2.8476 | 33.8765 | -4.1284 | 35.1358 | -2.5347
1564 | -1.02 | -9.5659 | 10.705 | -10.5816 | 7.8795 | -17.1805 | 32.2796 | -3.5503 | 33.4983 | 2.6502 |  |  | 65.2011 | 5.0174 | 44.1923 | -3.6362 | 46.8719 | -2.8765 | 33.8469 | -4.1935 | 35.1092 | -2.6024
1565 | -1.0672 | -9.6128 | 10.6577 | -10.6284 | 7.8583 | -17.2326 | 32.2489 | -3.6206 | 33.4409 | 2.5929 |  |  | 65.1688 | 4.9445 | 44.1685 | -3.6597 | 46.8429 | -2.9054 | 33.8172 | -4.2586 | 35.0827 | -2.6701
1566 | -1.1144 | -9.6597 | 10.6105 | -10.6753 | 7.8662 | -17.2847 | 32.2394 | -3.6909 | 33.3835 | 2.5356 |  |  | 65.1807 | 4.8716 | 44.1612 | -3.6831 | 46.814 | -2.9343 | 33.8145 | -4.3238 | 35.0562 | -2.7378
1567 | -1.0782 | -9.6232 | 10.6518 | -10.6336 | 7.8755 | -17.2456 | 32.2309 | -3.6701 | 33.4173 | 2.5695 |  |  | 65.1946 | 4.9262 | 44.2139 | -3.6206 | 46.8632 | -2.8851 | 33.813 | -4.2951 | 35.0483 | -2.7274
1568 | -1.0421 | -9.5868 | 10.693 | -10.592 | 7.8847 | -17.2066 | 32.2224 | -3.6493 | 33.451 | 2.6033 |  |  | 65.2084 | 4.9809 | 44.2649 | -3.5581 | 46.9124 | -2.8359 | 33.8115 | -4.2665 | 35.0405 | -2.717
1569 | -1.006 | -9.5503 | 10.7343 | -10.5503 | 7.9065 | -17.1675 | 32.2179 | -3.6284 | 33.4848 | 2.6372 |  |  | 65.2204 | 5.0356 | 44.3096 | -3.4956 | 46.9616 | -2.7867 | 33.8114 | -4.2378 | 35.0326 | -2.7066
1570 | -1.0089 | -9.5529 | 10.7496 | -10.5347 | 7.9288 | -17.1519 | 32.2136 | -3.6441 | 33.4716 | 2.6242 |  |  | 65.2324 | 5.0278 | 44.3486 | -3.4774 | 46.917 | -2.8313 | 33.8114 | -4.2508 | 35.0213 | -2.7014
1571 | -1.0119 | -9.5555 | 10.7648 | -10.5191 | 7.9512 | -17.1363 | 32.2092 | -3.6597 | 33.4585 | 2.6111 |  |  | 65.2443 | 5.02 | 44.3663 | -3.4592 | 46.8725 | -2.8758 | 33.8113 | -4.2639 | 35.01 | -2.6961
1572 | -1.0148 | -9.5581 | 10.7801 | -10.5034 | 7.9223 | -17.1206 | 32.1668 | -3.6753 | 33.4454 | 2.5981 |  |  | 65.2051 | 5.0122 | 44.3772 | -3.4409 | 46.8279 | -2.9204 | 33.7597 | -4.2769 | 34.9986 | -2.6909
1573 | -1.0672 | -9.6102 | 10.7433 | -10.5399 | 7.891 | -17.1727 | 32.1224 | -3.7326 | 33.3854 | 2.5382 |  |  | 65.1633 | 4.9549 | 44.3624 | -3.4592 | 46.7912 | -2.9571 | 33.7055 | -4.3498 | 34.9636 | -2.7665
1574 | -1.1196 | -9.6623 | 10.7064 | -10.5764 | 7.8597 | -17.2248 | 32.078 | -3.7899 | 33.3254 | 2.4783 |  |  | 65.1216 | 4.8976 | 44.3536 | -3.4774 | 46.7544 | -2.9939 | 33.6514 | -4.4227 | 34.9285 | -2.842
1575 | -1.1721 | -9.7144 | 10.6696 | -10.6128 | 7.8722 | -17.2769 | 32.0702 | -3.8472 | 33.2654 | 2.4184 |  |  | 65.1259 | 4.8403 | 44.3667 | -3.4956 | 46.7177 | -3.0306 | 33.6434 | -4.4956 | 34.8935 | -2.9175
1576 | -1.1489 | -9.6909 | 10.7161 | -10.5659 | 7.887 | -17.23 | 32.0642 | -3.829 | 33.2757 | 2.4289 |  |  | 65.1325 | 4.8768 | 44.3902 | -3.4331 | 46.7252 | -3.0231 | 33.6378 | -4.4696 | 34.8828 | -2.8862
1577 | -1.1258 | -9.6675 | 10.7626 | -10.5191 | 7.9018 | -17.1831 | 32.0582 | -3.8107 | 33.286 | 2.4393 |  |  | 65.1391 | 4.9132 | 44.4522 | -3.3706 | 46.7327 | -3.0156 | 33.6322 | -4.4435 | 34.8722 | -2.855
1578 | -1.1027 | -9.6441 | 10.8091 | -10.4722 | 7.8855 | -17.1363 | 32.0208 | -3.7925 | 33.2963 | 2.4497 |  |  | 65.1063 | 4.9497 | 44.4966 | -3.3081 | 46.7403 | -3.008 | 33.5821 | -4.4175 | 34.8616 | -2.8237
1579 | -1.1708 | -9.7118 | 10.7644 | -10.5165 | 7.8675 | -17.1831 | 31.9818 | -3.8576 | 33.2467 | 2.4002 |  |  | 65.0714 | 4.882 | 44.4748 | -3.3394 | 46.7139 | -3.0344 | 33.5295 | -4.506 | 34.8433 | -2.8784
1580 | -1.2388 | -9.7795 | 10.7198 | -10.5607 | 7.8495 | -17.23 | 31.9427 | -3.9227 | 33.1972 | 2.3507 |  |  | 65.0364 | 4.8143 | 44.4568 | -3.3706 | 46.6876 | -3.0607 | 33.4769 | -4.5946 | 34.8251 | -2.9331
1581 | -1.3069 | -9.8472 | 10.6752 | -10.605 | 7.8625 | -17.2769 | 31.9294 | -3.9878 | 33.1476 | 2.3013 |  |  | 65.0362 | 4.7466 | 44.4529 | -3.4019 | 46.6613 | -3.087 | 33.466 | -4.6831 | 34.8068 | -2.9878
1582 | -1.2812 | -9.8211 | 10.7243 | -10.5555 | 7.8773 | -17.2326 | 31.9174 | -3.9748 | 33.1787 | 2.3325 |  |  | 65.0378 | 4.7804 | 44.4578 | -3.3628 | 46.6532 | -3.0951 | 33.4574 | -4.6545 | 34.7988 | -2.9592
1583 | -1.2554 | -9.7951 | 10.7734 | -10.506 | 7.8921 | -17.1883 | 31.9055 | -3.9618 | 33.2099 | 2.3638 |  |  | 65.0395 | 4.8143 | 44.4965 | -3.3237 | 46.6451 | -3.1032 | 33.4488 | -4.6258 | 34.7907 | -2.9305
1584 | -1.2297 | -9.7691 | 10.8225 | -10.4566 | 7.8767 | -17.1441 | 31.8781 | -3.9487 | 33.241 | 2.395 |  |  | 65.0276 | 4.8481 | 44.5234 | -3.2847 | 46.637 | -3.1113 | 33.4161 | -4.5972 | 34.7826 | -2.9019
1585 | -1.2978 | -9.8368 | 10.7987 | -10.48 | 7.8596 | -17.1883 | 31.8498 | -3.9956 | 33.1862 | 2.3403 |  |  | 65.0149 | 4.8143 | 44.5061 | -3.3081 | 46.6106 | -3.1376 | 33.382 | -4.6597 | 34.7696 | -2.9592
1586 | -1.3658 | -9.9045 | 10.7749 | -10.5034 | 7.8424 | -17.2326 | 31.8215 | -4.0425 | 33.1314 | 2.2856 |  |  | 65.0022 | 4.7804 | 44.4935 | -3.3316 | 46.5843 | -3.164 | 33.3479 | -4.7222 | 34.7565 | -3.0165
1587 | -1.4339 | -9.9722 | 10.751 | -10.5269 | 7.858 | -17.2769 | 31.8242 | -4.0894 | 33.0766 | 2.2309 |  |  | 65.0116 | 4.7466 | 44.4996 | -3.355 | 46.558 | -3.1903 | 33.339 | -4.7847 | 34.7434 | -3.0737
1588 | -1.4003 | -9.9383 | 10.8002 | -10.4774 | 7.8755 | -17.23 | 31.8289 | -4.0607 | 33.1078 | 2.2622 |  |  | 65.0222 | 4.7778 | 44.5151 | -3.3029 | 46.5395 | -3.2088 | 33.3316 | -4.7665 | 34.7541 | -3.0112
1589 | -1.3668 | -9.9045 | 10.8493 | -10.4279 | 7.893 | -17.1831 | 31.8335 | -4.0321 | 33.1389 | 2.2934 |  |  | 65.0329 | 4.8091 | 44.5667 | -3.2508 | 46.521 | -3.2273 | 33.3242 | -4.7482 | 34.7648 | -2.9487
1590 | -1.3333 | -9.8706 | 10.8984 | -10.3784 | 7.8768 | -17.1363 | 31.8117 | -4.0034 | 33.1701 | 2.3247 |  |  | 65.0039 | 4.8403 | 44.6016 | -3.1987 | 46.5024 | -3.2458 | 33.2835 | -4.73 | 34.7755 | -2.8862
1591 | -1.4013 | -9.9383 | 10.8511 | -10.4253 | 7.8586 | -17.1831 | 31.7882 | -4.0503 | 33.1309 | 2.2856 |  |  | 64.9724 | 4.7804 | 44.5714 | -3.2378 | 46.4839 | -3.2643 | 33.2407 | -4.8003 | 34.7657 | -2.9435
1592 | -1.4694 | -10.006 | 10.8039 | -10.4722 | 7.8404 | -17.23 | 31.7647 | -4.0972 | 33.0917 | 2.2466 |  |  | 64.9409 | 4.7205 | 44.5459 | -3.2769 | 46.4654 | -3.2829 | 33.1979 | -4.8706 | 34.7559 | -3.0008
1593 | -1.5374 | -10.0738 | 10.7566 | -10.5191 | 7.8483 | -17.2769 | 31.7744 | -4.1441 | 33.0526 | 2.2075 |  |  | 64.9599 | 4.6606 | 44.5386 | -3.3159 | 46.4469 | -3.3014 | 33.1911 | -4.9409 | 34.7461 | -3.0581
1594 | -1.5117 | -10.0477 | 10.8109 | -10.4644 | 7.858 | -17.2404 | 31.7863 | -4.105 | 33.0967 | 2.2518 |  |  | 64.9822 | 4.7205 | 44.5411 | -3.2743 | 46.4388 | -3.3095 | 33.1868 | -4.9149 | 34.7589 | -3.0139
1595 | -1.486 | -10.0217 | 10.8653 | -10.4097 | 7.8677 | -17.204 | 31.7982 | -4.0659 | 33.1409 | 2.296 |  |  | 65.0045 | 4.7804 | 44.5823 | -3.2326 | 46.4307 | -3.3176 | 33.1824 | -4.8889 | 34.7716 | -2.9696
1596 | -1.4603 | -9.9956 | 10.9196 | -10.355 | 7.8749 | -17.1675 | 31.8118 | -4.0269 | 33.1851 | 2.3403 |  |  | 65.0216 | 4.8403 | 44.6174 | -3.1909 | 46.4226 | -3.3257 | 33.1845 | -4.8628 | 34.7844 | -2.9253
1597 | -1.458 | -9.993 | 10.9192 | -10.355 | 7.8819 | -17.1727 | 31.8255 | -4.0243 | 33.1824 | 2.3377 |  |  | 65.0384 | 4.8377 | 44.6282 | -3.1831 | 46.4145 | -3.3338 | 33.187 | -4.8706 | 34.7988 | -2.9253
1598 | -1.4558 | -9.9904 | 10.9188 | -10.355 | 7.889 | -17.1779 | 31.8391 | -4.0217 | 33.1797 | 2.3351 |  |  | 65.0551 | 4.8351 | 44.6389 | -3.1753 | 46.4064 | -3.3419 | 33.1895 | -4.8784 | 34.8131 | -2.9253
1599 | -1.4535 | -9.9878 | 10.9185 | -10.355 | 7.8856 | -17.1831 | 31.8506 | -4.0191 | 33.177 | 2.3325 |  |  | 65.067 | 4.8325 | 44.6494 | -3.1675 | 46.3983 | -3.35 | 33.1888 | -4.8863 | 34.8275 | -2.9253
1600 | -1.4486 | -9.9826 | 10.9363 | -10.3368 | 7.8814 | -17.1857 | 31.8619 | -4.0034 | 33.1716 | 2.3273 |  |  | 65.0786 | 4.8507 | 44.6608 | -3.1519 | 46.4292 | -3.319 | 33.1879 | -4.8836 | 34.8279 | -2.9019
1601 | -1.4438 | -9.9774 | 10.9542 | -10.3185 | 7.8773 | -17.1883 | 31.8731 | -3.9878 | 33.1663 | 2.3221 |  |  | 65.0902 | 4.869 | 44.676 | -3.1362 | 46.4602 | -3.2881 | 33.187 | -4.881 | 34.8283 | -2.8784
1602 | -1.4389 | -9.9722 | 10.972 | -10.3003 | 7.832 | -17.1909 | 31.838 | -3.9722 | 33.161 | 2.3169 |  |  | 65.071 | 4.8872 | 44.6813 | -3.1206 | 46.4912 | -3.2571 | 33.1506 | -4.8784 | 34.8287 | -2.855
1603 | -1.4939 | -10.0269 | 10.9092 | -10.3628 | 7.7838 | -17.2586 | 31.7995 | -4.0347 | 33.1427 | 2.2986 |  |  | 65.0496 | 4.8481 | 44.6473 | -3.1597 | 46.4752 | -3.273 | 33.1116 | -4.9357 | 34.8121 | -2.9149
1604 | -1.5489 | -10.0816 | 10.8463 | -10.4253 | 7.7356 | -17.3264 | 31.7609 | -4.0972 | 33.1244 | 2.2804 |  |  | 65.0282 | 4.8091 | 44.6198 | -3.1987 | 46.4593 | -3.2889 | 33.0727 | -4.993 | 34.7956 | -2.9748
1605 | -1.604 | -10.1363 | 10.7834 | -10.4878 | 7.7438 | -17.3941 | 31.7851 | -4.1597 | 33.106 | 2.2622 |  |  | 65.0521 | 4.77 | 44.6189 | -3.2378 | 46.4434 | -3.3048 | 33.0934 | -5.0503 | 34.779 | -3.0347
1606 | -1.547 | -10.079 | 10.843 | -10.4279 | 7.7562 | -17.3446 | 31.814 | -4.0894 | 33.158 | 2.3143 |  |  | 65.0794 | 4.8273 | 44.6295 | -3.1805 | 46.503 | -3.2452 | 33.1184 | -4.9878 | 34.7987 | -2.9748
1607 | -1.49 | -10.0217 | 10.9025 | -10.368 | 7.7686 | -17.2951 | 31.8428 | -4.0191 | 33.21 | 2.3664 |  |  | 65.1067 | 4.8846 | 44.6863 | -3.1232 | 46.5626 | -3.1856 | 33.1435 | -4.9253 | 34.8183 | -2.9149
1608 | -1.4331 | -9.9644 | 10.962 | -10.3081 | 7.7847 | -17.2456 | 31.8715 | -3.9487 | 33.262 | 2.4184 |  |  | 65.14 | 4.9419 | 44.7381 | -3.0659 | 46.6222 | -3.126 | 33.163 | -4.8628 | 34.8379 | -2.855
1609 | -1.4152 | -9.9461 | 10.9669 | -10.3029 | 7.8011 | -17.243 | 31.9001 | -3.9383 | 33.2645 | 2.421 |  |  | 65.1737 | 4.9653 | 44.7691 | -3.0373 | 46.5829 | -3.1654 | 33.1821 | -4.8628 | 34.8366 | -2.8628
1610 | -1.3973 | -9.9279 | 10.9717 | -10.2977 | 7.8175 | -17.2404 | 31.9288 | -3.9279 | 33.267 | 2.4236 |  |  | 65.2075 | 4.9887 | 44.7951 | -3.0086 | 46.5435 | -3.2047 | 33.2012 | -4.8628 | 34.8353 | -2.8706
1611 | -1.3794 | -9.9097 | 10.9765 | -10.2925 | 7.7804 | -17.2378 | 31.9036 | -3.9175 | 33.2695 | 2.4263 |  |  | 65.1998 | 5.0122 | 44.8002 | -2.98 | 46.5042 | -3.2441 | 33.1773 | -4.8628 | 34.834 | -2.8784
1612 | -1.411 | -9.9409 | 10.9267 | -10.342 | 7.7391 | -17.2977 | 31.8741 | -3.9644 | 33.2303 | 2.3872 |  |  | 65.1889 | 4.9861 | 44.7987 | -3.0086 | 46.5768 | -3.1714 | 33.1501 | -4.9019 | 34.8135 | -2.9227
1613 | -1.4426 | -9.9722 | 10.8768 | -10.3915 | 7.6977 | -17.3576 | 31.8446 | -4.0113 | 33.1911 | 2.3481 |  |  | 65.178 | 4.9601 | 44.7696 | -3.0373 | 46.6494 | -3.0988 | 33.1228 | -4.9409 | 34.793 | -2.967
1614 | -1.4742 | -10.0034 | 10.827 | -10.4409 | 7.7052 | -17.4175 | 31.8638 | -4.0581 | 33.152 | 2.3091 |  |  | 65.1913 | 4.9341 | 44.7577 | -3.0659 | 46.722 | -3.0262 | 33.136 | -4.98 | 34.7725 | -3.0112
1615 | -1.4068 | -9.9357 | 10.8683 | -10.3993 | 7.7167 | -17.3732 | 31.8869 | -4.0034 | 33.217 | 2.3742 |  |  | 65.2066 | 4.9679 | 44.8181 | -2.9956 | 46.7009 | -3.0473 | 33.1526 | -4.9383 | 34.768 | -2.98
1616 | -1.3394 | -9.868 | 10.9096 | -10.3576 | 7.7281 | -17.329 | 31.91 | -3.9487 | 33.282 | 2.4393 |  |  | 65.2218 | 5.0018 | 44.8713 | -2.9253 | 46.6798 | -3.0684 | 33.1691 | -4.8967 | 34.7636 | -2.9487
1617 | -1.2721 | -9.8003 | 10.9509 | -10.3159 | 7.7043 | -17.2847 | 31.8954 | -3.8941 | 33.347 | 2.5044 |  |  | 65.2008 | 5.0356 | 44.8948 | -2.855 | 46.6587 | -3.0896 | 33.1453 | -4.855 | 34.7591 | -2.9175
1618 | -1.3037 | -9.8316 | 10.8906 | -10.3758 | 7.6775 | -17.342 | 31.8777 | -3.9435 | 33.2844 | 2.4419 |  |  | 65.1768 | 4.9861 | 44.9053 | -2.8993 | 46.7495 | -2.9987 | 33.1182 | -4.9123 | 34.744 | -2.9774
1619 | -1.3352 | -9.8628 | 10.8304 | -10.4357 | 7.6507 | -17.3993 | 31.8599 | -3.993 | 33.2218 | 2.3794 |  |  | 65.1528 | 4.9367 | 44.8606 | -2.9435 | 46.8404 | -2.9078 | 33.0911 | -4.9696 | 34.7289 | -3.0373
1620 | -1.3668 | -9.8941 | 10.7701 | -10.4956 | 7.6699 | -17.4566 | 31.8858 | -4.0425 | 33.1592 | 2.3169 |  |  | 65.1966 | 4.8872 | 44.8397 | -2.9878 | 46.9312 | -2.817 | 33.1157 | -5.0269 | 34.7137 | -3.0972
1621 | -1.2656 | -9.7925 | 10.8374 | -10.4279 | 7.6932 | -17.3967 | 31.9155 | -3.9774 | 33.2189 | 2.3768 |  |  | 65.2463 | 4.9809 | 44.9198 | -2.8941 | 46.9049 | -2.8433 | 33.1448 | -4.9592 | 34.7186 | -3.0373
1622 | -1.1644 | -9.6909 | 10.9048 | -10.3602 | 7.7164 | -17.3368 | 31.9452 | -3.9123 | 33.2787 | 2.4367 |  |  | 65.296 | 5.0747 | 44.9923 | -2.8003 | 46.8785 | -2.8697 | 33.1739 | -4.8915 | 34.7235 | -2.9774
1623 | -1.0632 | -9.5894 | 10.9721 | -10.2925 | 7.7012 | -17.2769 | 31.9258 | -3.8472 | 33.3385 | 2.4966 |  |  | 65.2831 | 5.1684 | 45.0317 | -2.7066 | 46.8522 | -2.896 | 33.1602 | -4.8238 | 34.7284 | -2.9175
1624 | -1.0921 | -9.618 | 10.9145 | -10.3498 | 7.6827 | -17.329 | 31.902 | -3.9097 | 33.2785 | 2.4367 |  |  | 65.2646 | 5.1007 | 45.0563 | -2.7456 | 46.9639 | -2.7843 | 33.1428 | -4.8784 | 34.7033 | -2.9956
1625 | -1.1211 | -9.6467 | 10.8568 | -10.4071 | 7.6642 | -17.381 | 31.8783 | -3.9722 | 33.2185 | 2.3768 |  |  | 65.2462 | 5.033 | 45.0168 | -2.7847 | 47.0756 | -2.6726 | 33.1253 | -4.9331 | 34.6781 | -3.0737
1626 | -1.1501 | -9.6753 | 10.7992 | -10.4644 | 7.6839 | -17.4331 | 31.8868 | -4.0347 | 33.1585 | 2.3169 |  |  | 65.2504 | 4.9653 | 45.0002 | -2.8237 | 47.1873 | -2.5609 | 33.1448 | -4.9878 | 34.6529 | -3.1519
1627 | -1.0645 | -9.5894 | 10.8639 | -10.3993 | 7.707 | -17.3758 | 31.8981 | -3.9904 | 33.2131 | 2.3716 |  |  | 65.2567 | 5.0044 | 45.0835 | -2.7274 | 47.1323 | -2.6159 | 33.1676 | -4.9305 | 34.6463 | -3.118
1628 | -0.97891 | -9.5034 | 10.9286 | -10.3342 | 7.7302 | -17.3185 | 31.9095 | -3.9461 | 33.2677 | 2.4263 |  |  | 65.263 | 5.0434 | 45.159 | -2.631 | 47.0773 | -2.6709 | 33.1904 | -4.8732 | 34.6396 | -3.0842
1629 | -0.89331 | -9.4175 | 10.9934 | -10.2691 | 7.7259 | -17.2613 | 31.896 | -3.9019 | 33.3223 | 2.4809 |  |  | 65.271 | 5.0825 | 45.2008 | -2.5347 | 47.0223 | -2.7259 | 33.17 | -4.8159 | 34.633 | -3.0503
1630 | -0.91448 | -9.4383 | 10.9565 | -10.3055 | 7.7191 | -17.2951 | 31.8803 | -3.9435 | 33.2701 | 2.4289 |  |  | 65.2792 | 5.0773 | 45.228 | -2.5711 | 47.1184 | -2.6298 | 33.1456 | -4.8758 | 34.6195 | -3.0946
1631 | -0.93565 | -9.4592 | 10.9197 | -10.342 | 7.7123 | -17.329 | 31.8645 | -3.9852 | 33.2179 | 2.3768 |  |  | 65.2873 | 5.0721 | 45.1911 | -2.6076 | 47.2144 | -2.5337 | 33.1211 | -4.9357 | 34.606 | -3.1389
1632 | -0.95683 | -9.48 | 10.8829 | -10.3784 | 7.7331 | -17.3628 | 31.8679 | -4.0269 | 33.1657 | 2.3247 |  |  | 65.3129 | 5.0669 | 45.1734 | -2.6441 | 47.3105 | -2.4377 | 33.1253 | -4.9956 | 34.5924 | -3.1831
1633 | -0.89987 | -9.4227 | 10.9268 | -10.3342 | 7.7565 | -17.3133 | 31.873 | -4.0008 | 33.1839 | 2.3429 |  |  | 65.3401 | 5.1085 | 45.2405 | -2.5659 | 47.2165 | -2.5317 | 33.1322 | -4.9592 | 34.5948 | -3.1597
1634 | -0.84292 | -9.3654 | 10.9707 | -10.2899 | 7.78 | -17.2639 | 31.8782 | -3.9748 | 33.202 | 2.3611 |  |  | 65.3674 | 5.1502 | 45.3061 | -2.4878 | 47.1224 | -2.6258 | 33.1391 | -4.9227 | 34.5971 | -3.1362
1635 | -0.78597 | -9.3081 | 11.0146 | -10.2456 | 7.8099 | -17.2144 | 31.8823 | -3.9487 | 33.2201 | 2.3794 |  |  | 65.3994 | 5.1919 | 45.3646 | -2.4097 | 47.0284 | -2.7198 | 33.1512 | -4.8863 | 34.5994 | -3.1128
1636 | -0.7811 | -9.3029 | 11.0429 | -10.217 | 7.8406 | -17.1909 | 31.8863 | -3.954 | 33.2434 | 2.4028 |  |  | 65.4318 | 5.2205 | 45.418 | -2.3784 | 47.1348 | -2.6133 | 33.1638 | -4.8836 | 34.6014 | -3.1206
1637 | -0.77623 | -9.2977 | 11.0712 | -10.1883 | 7.8712 | -17.1675 | 31.8903 | -3.9592 | 33.2668 | 2.4263 |  |  | 65.4643 | 5.2492 | 45.4488 | -2.3472 | 47.2413 | -2.5069 | 33.1764 | -4.881 | 34.6033 | -3.1284
1638 | -0.77136 | -9.2925 | 11.0995 | -10.1597 | 7.893 | -17.1441 | 31.8939 | -3.9644 | 33.2901 | 2.4497 |  |  | 65.4585 | 5.2778 | 45.4796 | -2.3159 | 47.3478 | -2.4004 | 33.1731 | -4.8784 | 34.6053 | -3.1362
1639 | -0.7665 | -9.2873 | 11.1121 | -10.1467 | 7.9139 | -17.1232 | 31.8975 | -3.9566 | 33.3082 | 2.4679 |  |  | 65.4488 | 5.2518 | 45.5104 | -2.2847 | 47.2511 | -2.497 | 33.1682 | -4.8863 | 34.5937 | -3.1284
1640 | -0.76163 | -9.2821 | 11.1248 | -10.1336 | 7.9348 | -17.1024 | 31.9011 | -3.9487 | 33.3264 | 2.4861 |  |  | 65.4392 | 5.2257 | 45.5366 | -2.2534 | 47.1545 | -2.5937 | 33.1633 | -4.8941 | 34.5821 | -3.1206
1641 | -0.75676 | -9.2769 | 11.1374 | -10.1206 | 7.9121 | -17.0816 | 31.8604 | -3.9409 | 33.3445 | 2.5044 |  |  | 65.4014 | 5.1997 | 45.5418 | -2.2222 | 47.0578 | -2.6903 | 33.1143 | -4.9019 | 34.5705 | -3.1128
1642 | -0.8222 | -9.342 | 11.098 | -10.1597 | 7.885 | -17.1284 | 31.8152 | -4.0086 | 33.2715 | 2.4315 |  |  | 65.3606 | 5.1528 | 45.5403 | -2.2534 | 47.1643 | -2.5838 | 33.0608 | -4.9748 | 34.5433 | -3.1805
1643 | -0.88765 | -9.4071 | 11.0586 | -10.1988 | 7.8578 | -17.1753 | 31.7701 | -4.0764 | 33.1985 | 2.3585 |  |  | 65.3199 | 5.1059 | 45.5086 | -2.2847 | 47.2708 | -2.4774 | 33.0073 | -5.0477 | 34.5161 | -3.2482
1644 | -0.95309 | -9.4722 | 11.0192 | -10.2378 | 7.8862 | -17.2222 | 31.7783 | -4.1441 | 33.1254 | 2.2856 |  |  | 65.3459 | 5.0591 | 45.4972 | -2.3159 | 47.3773 | -2.3709 | 33.0134 | -5.1206 | 34.4888 | -3.3159
1645 | -0.90656 | -9.4253 | 11.0943 | -10.1623 | 7.9205 | -17.1519 | 31.7922 | -4.0946 | 33.193 | 2.3533 |  |  | 65.3789 | 5.1268 | 45.5793 | -2.2222 | 47.2624 | -2.4858 | 33.0257 | -5.0711 | 34.5047 | -3.2665
1646 | -0.86003 | -9.3784 | 11.1695 | -10.0868 | 7.9548 | -17.0816 | 31.8061 | -4.0451 | 33.2606 | 2.421 |  |  | 65.412 | 5.1945 | 45.6572 | -2.1284 | 47.1475 | -2.6006 | 33.038 | -5.0217 | 34.5206 | -3.217
1647 | -0.81349 | -9.3316 | 11.2446 | -10.0113 | 7.9782 | -17.0113 | 31.8157 | -3.9956 | 33.3283 | 2.4888 |  |  | 65.44 | 5.2622 | 45.7151 | -2.0347 | 47.0326 | -2.7155 | 33.0442 | -4.9722 | 34.5364 | -3.1675
1648 | -0.82164 | -9.3394 | 11.2521 | -10.0034 | 8.0005 | -17.0086 | 31.8248 | -4.0034 | 33.3099 | 2.4705 |  |  | 65.4675 | 5.2726 | 45.7641 | -2.0269 | 47.0506 | -2.6976 | 33.0498 | -4.9852 | 34.5397 | -3.1597
1649 | -0.8298 | -9.3472 | 11.2595 | -9.9956 | 8.0227 | -17.006 | 31.8339 | -4.0113 | 33.2916 | 2.4523 |  |  | 65.495 | 5.283 | 45.7715 | -2.0191 | 47.0685 | -2.6797 | 33.0553 | -4.9982 | 34.543 | -3.1519
1650 | -0.83795 | -9.355 | 11.267 | -9.9878 | 7.9971 | -17.0034 | 31.8045 | -4.0191 | 33.2733 | 2.4341 |  |  | 65.4626 | 5.2934 | 45.7734 | -2.0112 | 47.0864 | -2.6617 | 33.0094 | -5.0113 | 34.5463 | -3.1441
1651 | -0.89819 | -9.4149 | 11.2302 | -10.0243 | 7.9661 | -17.0477 | 31.7709 | -4.0633 | 33.2263 | 2.3872 |  |  | 65.4237 | 5.2335 | 45.7499 | -2.0373 | 47.0497 | -2.6985 | 32.9578 | -5.079 | 34.5303 | -3.1987
1652 | -0.95843 | -9.4748 | 11.1933 | -10.0607 | 7.9352 | -17.092 | 31.7373 | -4.1076 | 33.1793 | 2.3403 |  |  | 65.3847 | 5.1736 | 45.7337 | -2.0633 | 47.0129 | -2.7352 | 32.9063 | -5.1467 | 34.5143 | -3.2534
1653 | -1.0187 | -9.5347 | 11.1565 | -10.0972 | 7.9589 | -17.1363 | 31.7595 | -4.1519 | 33.1323 | 2.2934 |  |  | 65.4186 | 5.1137 | 45.7524 | -2.0894 | 46.9761 | -2.772 | 32.9105 | -5.2144 | 34.4982 | -3.3081
1654 | -0.98515 | -9.5008 | 11.2239 | -10.0295 | 7.9887 | -17.0738 | 31.7879 | -4.092 | 33.2025 | 2.3638 |  |  | 65.4608 | 5.1997 | 45.7822 | -2.006 | 47.0774 | -2.6707 | 32.921 | -5.1701 | 34.5134 | -3.2404
1655 | -0.95164 | -9.467 | 11.2912 | -9.9618 | 8.0185 | -17.0113 | 31.8163 | -4.0321 | 33.2727 | 2.4341 |  |  | 65.5029 | 5.2856 | 45.8651 | -1.9227 | 47.1787 | -2.5694 | 32.9315 | -5.1258 | 34.5285 | -3.1727
1656 | -0.91813 | -9.4331 | 11.3586 | -9.8941 | 8 | -16.9488 | 31.7974 | -3.9722 | 33.343 | 2.5044 |  |  | 65.5006 | 5.3716 | 45.9275 | -1.8394 | 47.2799 | -2.4682 | 32.9032 | -5.0816 | 34.5436 | -3.105
1657 | -0.98878 | -9.5034 | 11.3087 | -9.9435 | 7.976 | -17.0086 | 31.773 | -4.0321 | 33.2934 | 2.4549 |  |  | 65.4933 | 5.3247 | 45.8914 | -1.8862 | 47.1807 | -2.5674 | 32.8706 | -5.1467 | 34.5326 | -3.1649
1658 | -1.0594 | -9.5738 | 11.2589 | -9.993 | 7.952 | -17.0685 | 31.7486 | -4.092 | 33.2438 | 2.4054 |  |  | 65.4859 | 5.2778 | 45.8618 | -1.9331 | 47.0814 | -2.6667 | 32.8379 | -5.2118 | 34.5217 | -3.2248
1659 | -1.1301 | -9.6441 | 11.209 | -10.0425 | 7.959 | -17.1284 | 31.7592 | -4.1519 | 33.1942 | 2.3559 |  |  | 65.4873 | 5.2309 | 45.8642 | -1.98 | 46.9822 | -2.766 | 32.8381 | -5.2769 | 34.5107 | -3.2847
1660 | -1.0836 | -9.5972 | 11.2634 | -9.9878 | 7.9697 | -17.0868 | 31.774 | -4.105 | 33.241 | 2.4028 |  |  | 65.4896 | 5.2544 | 45.8784 | -1.9071 | 47.0053 | -2.7428 | 32.8422 | -5.243 | 34.5297 | -3.2378
1661 | -1.037 | -9.5503 | 11.3177 | -9.9331 | 7.9804 | -17.0451 | 31.7888 | -4.0581 | 33.2878 | 2.4497 |  |  | 65.4919 | 5.2778 | 45.9509 | -1.8342 | 47.0284 | -2.7197 | 32.8463 | -5.2092 | 34.5486 | -3.1909
1662 | -0.9905 | -9.5034 | 11.372 | -9.8784 | 7.987 | -17.0034 | 31.796 | -4.0113 | 33.3345 | 2.4966 |  |  | 65.5097 | 5.3012 | 46.0141 | -1.7612 | 47.0516 | -2.6965 | 32.849 | -5.1753 | 34.5675 | -3.1441
1663 | -1.0065 | -9.5191 | 11.3743 | -9.8758 | 7.9932 | -17.0113 | 31.8023 | -4.0217 | 33.3553 | 2.5174 |  |  | 65.5293 | 5.3195 | 46.0317 | -1.7482 | 47.0461 | -2.702 | 32.8515 | -5.1857 | 34.573 | -3.1232
1664 | -1.0224 | -9.5347 | 11.3765 | -9.8732 | 7.9994 | -17.0191 | 31.8087 | -4.0321 | 33.376 | 2.5382 |  |  | 65.5489 | 5.3377 | 46.0443 | -1.7352 | 47.0406 | -2.7075 | 32.854 | -5.1961 | 34.5784 | -3.1024
1665 | -1.0384 | -9.5503 | 11.3788 | -9.8706 | 7.9403 | -17.0269 | 31.7689 | -4.0425 | 33.3967 | 2.5591 |  |  | 65.5068 | 5.3559 | 46.0319 | -1.7222 | 47.0351 | -2.713 | 32.7942 | -5.2066 | 34.5839 | -3.0816
1666 | -1.1221 | -9.6336 | 11.3055 | -9.9435 | 7.8732 | -17.118 | 31.7234 | -4.1024 | 33.2977 | 2.4601 |  |  | 65.4571 | 5.2778 | 46.0137 | -1.7691 | 47.0243 | -2.7238 | 32.7268 | -5.2977 | 34.5507 | -3.1597
1667 | -1.2058 | -9.717 | 11.2322 | -10.0165 | 7.806 | -17.2092 | 31.6779 | -4.1623 | 33.1986 | 2.3611 |  |  | 65.4074 | 5.1997 | 45.9664 | -1.8159 | 47.0136 | -2.7345 | 32.6593 | -5.3889 | 34.5176 | -3.2378
1668 | -1.2894 | -9.8003 | 11.1589 | -10.0894 | 7.7935 | -17.3003 | 31.6861 | -4.2222 | 33.0995 | 2.2622 |  |  | 65.4154 | 5.1216 | 45.9345 | -1.8628 | 47.0029 | -2.7452 | 32.6569 | -5.48 | 34.4844 | -3.3159
1669 | -1.2585 | -9.7691 | 11.2002 | -10.0477 | 7.7878 | -17.2691 | 31.7011 | -4.1753 | 33.1593 | 2.3221 |  |  | 65.4306 | 5.1762 | 45.9803 | -1.8081 | 46.9609 | -2.7872 | 32.6627 | -5.4331 | 34.4755 | -3.2769
1670 | -1.2276 | -9.7378 | 11.2415 | -10.006 | 7.7821 | -17.2378 | 31.7161 | -4.1284 | 33.2191 | 2.382 |  |  | 65.4459 | 5.2309 | 46.0201 | -1.7534 | 46.919 | -2.8291 | 32.6685 | -5.3863 | 34.4667 | -3.2378
1671 | -1.1967 | -9.7066 | 11.2828 | -9.9644 | 7.7353 | -17.2066 | 31.6859 | -4.0816 | 33.2789 | 2.4419 |  |  | 65.3999 | 5.2856 | 46.0297 | -1.6987 | 46.877 | -2.8711 | 32.6307 | -5.3394 | 34.4578 | -3.1987
1672 | -1.2726 | -9.7821 | 11.207 | -10.0399 | 7.6833 | -17.2925 | 31.6499 | -4.1519 | 33.2215 | 2.3846 |  |  | 65.3462 | 5.1867 | 46.0292 | -1.7508 | 46.9027 | -2.8453 | 32.5874 | -5.4201 | 34.4314 | -3.2717
1673 | -1.3484 | -9.8576 | 11.1311 | -10.1154 | 7.6313 | -17.3784 | 31.6139 | -4.2222 | 33.1641 | 2.3273 |  |  | 65.2925 | 5.0877 | 45.9766 | -1.8029 | 46.9285 | -2.8196 | 32.5442 | -5.5008 | 34.4049 | -3.3446
1674 | -1.4243 | -9.9331 | 11.0552 | -10.1909 | 7.6136 | -17.4644 | 31.6221 | -4.2925 | 33.1067 | 2.27 |  |  | 65.3107 | 4.9887 | 45.9408 | -1.855 | 46.9542 | -2.7939 | 32.5374 | -5.5816 | 34.3785 | -3.4175
1675 | -1.3908 | -9.8993 | 11.0913 | -10.1545 | 7.6004 | -17.4461 | 31.636 | -4.243 | 33.1353 | 2.2986 |  |  | 65.3384 | 5.0695 | 45.9911 | -1.7951 | 46.9357 | -2.8124 | 32.5354 | -5.5503 | 34.3714 | -3.3784
1676 | -1.3573 | -9.8654 | 11.1274 | -10.118 | 7.5873 | -17.4279 | 31.6499 | -4.1935 | 33.1638 | 2.3273 |  |  | 65.366 | 5.1502 | 46.035 | -1.7352 | 46.9172 | -2.8309 | 32.5334 | -5.5191 | 34.3643 | -3.3394
1677 | -1.3238 | -9.8316 | 11.1635 | -10.0816 | 7.5395 | -17.4097 | 31.63 | -4.1441 | 33.1924 | 2.3559 |  |  | 65.3332 | 5.2309 | 46.0453 | -1.6753 | 46.8986 | -2.8495 | 32.5021 | -5.4878 | 34.3571 | -3.3003
1678 | -1.384 | -9.8915 | 11.0876 | -10.1571 | 7.4872 | -17.4904 | 31.6057 | -4.1988 | 33.1298 | 2.2934 |  |  | 65.2925 | 5.1398 | 46.0446 | -1.7326 | 46.8905 | -2.8576 | 32.4669 | -5.5503 | 34.3316 | -3.3706
1679 | -1.4443 | -9.9514 | 11.0118 | -10.2326 | 7.4349 | -17.5711 | 31.5813 | -4.2534 | 33.0672 | 2.2309 |  |  | 65.2517 | 5.0486 | 45.9868 | -1.7899 | 46.8824 | -2.8657 | 32.4317 | -5.6128 | 34.306 | -3.4409
1680 | -1.5045 | -10.0113 | 10.9359 | -10.3081 | 7.4266 | -17.6519 | 31.5916 | -4.3081 | 33.0046 | 2.1684 |  |  | 65.2572 | 4.9575 | 45.9467 | -1.8472 | 46.8743 | -2.8738 | 32.4355 | -5.6753 | 34.2804 | -3.5112
1681 | -1.458 | -9.9644 | 10.9746 | -10.2691 | 7.4243 | -17.6206 | 31.6066 | -4.2639 | 33.0565 | 2.2205 |  |  | 65.2689 | 5.0122 | 45.9992 | -1.7847 | 46.874 | -2.8741 | 32.4445 | -5.6363 | 34.2854 | -3.4748
1682 | -1.4114 | -9.9175 | 11.0133 | -10.23 | 7.422 | -17.5894 | 31.6215 | -4.2196 | 33.1085 | 2.2726 |  |  | 65.2807 | 5.0669 | 46.0504 | -1.7222 | 46.8737 | -2.8744 | 32.4535 | -5.5972 | 34.2903 | -3.4383
1683 | -1.3649 | -9.8706 | 11.052 | -10.1909 | 7.4162 | -17.5581 | 31.6296 | -4.1753 | 33.1605 | 2.3247 |  |  | 65.296 | 5.1216 | 46.0949 | -1.6597 | 46.8734 | -2.8747 | 32.458 | -5.5581 | 34.2953 | -3.4019
1684 | -1.36 | -9.8654 | 11.0334 | -10.2092 | 7.4099 | -17.579 | 31.6368 | -4.1831 | 33.1552 | 2.3195 |  |  | 65.3119 | 5.1216 | 46.1356 | -1.6389 | 46.8575 | -2.8906 | 32.4618 | -5.5685 | 34.2933 | -3.4097
1685 | -1.3552 | -9.8602 | 11.0148 | -10.2274 | 7.4036 | -17.5998 | 31.6439 | -4.1909 | 33.1499 | 2.3143 |  |  | 65.3278 | 5.1216 | 46.1559 | -1.618 | 46.8415 | -2.9065 | 32.4656 | -5.579 | 34.2913 | -3.4175
1686 | -1.3503 | -9.855 | 10.9962 | -10.2456 | 7.392 | -17.6206 | 31.6442 | -4.1988 | 33.1446 | 2.3091 |  |  | 65.3183 | 5.1216 | 46.1752 | -1.5972 | 46.8256 | -2.9225 | 32.4584 | -5.5894 | 34.2892 | -3.4253
1687 | -1.3507 | -9.855 | 10.9907 | -10.2508 | 7.3797 | -17.6284 | 31.6435 | -4.1961 | 33.1471 | 2.3117 |  |  | 65.3052 | 5.1033 | 46.1883 | -1.5842 | 46.9164 | -2.8316 | 32.4495 | -5.5972 | 34.2619 | -3.4487
1688 | -1.351 | -9.855 | 10.9851 | -10.256 | 7.3674 | -17.6363 | 31.6427 | -4.1935 | 33.1496 | 2.3143 |  |  | 65.2921 | 5.0851 | 46.1985 | -1.5711 | 47.0073 | -2.7408 | 32.4407 | -5.605 | 34.2345 | -3.4722
1689 | -1.3514 | -9.855 | 10.9795 | -10.2613 | 7.3229 | -17.6441 | 31.6076 | -4.1909 | 33.1521 | 2.3169 |  |  | 65.255 | 5.0669 | 46.1924 | -1.5581 | 47.0981 | -2.6499 | 32.41 | -5.6128 | 34.2072 | -3.4956
1690 | -1.3986 | -9.9019 | 10.9141 | -10.3264 | 7.2738 | -17.7092 | 31.5674 | -4.2482 | 33.1077 | 2.2726 |  |  | 65.2145 | 5.0174 | 46.1823 | -1.5894 | 46.9989 | -2.7492 | 32.3761 | -5.6571 | 34.1756 | -3.5529
1691 | -1.4458 | -9.9488 | 10.8486 | -10.3915 | 7.2246 | -17.7743 | 31.5273 | -4.3055 | 33.0633 | 2.2283 |  |  | 65.174 | 4.9679 | 46.1505 | -1.6206 | 46.8996 | -2.8485 | 32.3422 | -5.7014 | 34.1439 | -3.6102
1692 | -1.493 | -9.9956 | 10.7832 | -10.4566 | 7.2319 | -17.8394 | 31.5284 | -4.3628 | 33.019 | 2.1841 |  |  | 65.1884 | 4.9184 | 46.1325 | -1.6519 | 46.8003 | -2.9477 | 32.3554 | -5.7456 | 34.1123 | -3.6675
1693 | -1.4361 | -9.9383 | 10.8375 | -10.4019 | 7.2474 | -17.7899 | 31.5355 | -4.329 | 33.0527 | 2.2179 |  |  | 65.2108 | 4.9705 | 46.1897 | -1.5868 | 46.9224 | -2.8256 | 32.3756 | -5.6988 | 34.1191 | -3.6336
1694 | -1.3791 | -9.881 | 10.8918 | -10.3472 | 7.2628 | -17.7404 | 31.5426 | -4.2951 | 33.0865 | 2.2518 |  |  | 65.2332 | 5.0226 | 46.2471 | -1.5217 | 47.0445 | -2.7035 | 32.3957 | -5.6519 | 34.126 | -3.5998
1695 | -1.3222 | -9.8238 | 10.9461 | -10.2925 | 7.288 | -17.6909 | 31.5647 | -4.2613 | 33.1202 | 2.2856 |  |  | 65.2813 | 5.0747 | 46.3051 | -1.4566 | 47.1666 | -2.5814 | 32.4196 | -5.605 | 34.1328 | -3.5659
1696 | -1.3017 | -9.8029 | 10.9484 | -10.2899 | 7.3146 | -17.6727 | 31.589 | -4.2404 | 33.1253 | 2.2908 |  |  | 65.3332 | 5.1268 | 46.3617 | -1.4071 | 47.083 | -2.6651 | 32.444 | -5.5894 | 34.135 | -3.5711
1697 | -1.2812 | -9.7821 | 10.9506 | -10.2873 | 7.3412 | -17.6545 | 31.6133 | -4.2196 | 33.1304 | 2.296 |  |  | 65.3852 | 5.1789 | 46.4108 | -1.3576 | 46.9993 | -2.7487 | 32.4685 | -5.5738 | 34.1371 | -3.5764
1698 | -1.2607 | -9.7613 | 10.9529 | -10.2847 | 7.3615 | -17.6363 | 31.6151 | -4.1988 | 33.1355 | 2.3013 |  |  | 65.376 | 5.2309 | 46.459 | -1.3081 | 46.9157 | -2.8323 | 32.4706 | -5.5581 | 34.1393 | -3.5816
1699 | -1.2507 | -9.7508 | 10.9708 | -10.2665 | 7.3809 | -17.6154 | 31.6134 | -4.2092 | 33.1406 | 2.3065 |  |  | 65.3576 | 5.1841 | 46.5032 | -1.2639 | 47.0482 | -2.6998 | 32.4693 | -5.5659 | 34.1185 | -3.5894
1700 | -1.2406 | -9.7404 | 10.9886 | -10.2482 | 7.4003 | -17.5946 | 31.6118 | -4.2196 | 33.1457 | 2.3117 |  |  | 65.3392 | 5.1372 | 46.5427 | -1.2196 | 47.1807 | -2.5673 | 32.468 | -5.5738 | 34.0977 | -3.5972
1701 | -1.2305 | -9.73 | 11.0065 | -10.23 | 7.3834 | -17.5738 | 31.5766 | -4.23 | 33.1508 | 2.3169 |  |  | 65.3121 | 5.0903 | 46.5555 | -1.1753 | 47.3132 | -2.4348 | 32.4384 | -5.5816 | 34.0769 | -3.605
1702 | -1.2725 | -9.7717 | 10.9645 | -10.2717 | 7.3609 | -17.6128 | 31.5363 | -4.2821 | 33.1065 | 2.2726 |  |  | 65.2835 | 5.0695 | 46.5621 | -1.204 | 47.214 | -2.5341 | 32.4044 | -5.6258 | 34.0418 | -3.6779
1703 | -1.3146 | -9.8133 | 10.9225 | -10.3133 | 7.3384 | -17.6519 | 31.4959 | -4.3342 | 33.0621 | 2.2283 |  |  | 65.255 | 5.0486 | 46.533 | -1.2326 | 47.1147 | -2.6333 | 32.3704 | -5.6701 | 34.0067 | -3.7508
1704 | -1.3566 | -9.855 | 10.8804 | -10.355 | 7.3748 | -17.6909 | 31.5045 | -4.3863 | 33.0177 | 2.1841 |  |  | 65.2859 | 5.0278 | 46.5221 | -1.2612 | 47.0154 | -2.7326 | 32.3819 | -5.7144 | 33.9716 | -3.8237
1705 | -1.284 | -9.7821 | 10.9608 | -10.2743 | 7.4203 | -17.6102 | 31.5208 | -4.342 | 33.0463 | 2.2127 |  |  | 65.3261 | 5.0929 | 46.6159 | -1.1571 | 47.1479 | -2.6001 | 32.4004 | -5.6701 | 33.9814 | -3.7769
1706 | -1.2114 | -9.7092 | 11.0412 | -10.1935 | 7.4658 | -17.5295 | 31.537 | -4.2977 | 33.0748 | 2.2414 |  |  | 65.3663 | 5.158 | 46.7073 | -1.0529 | 47.2804 | -2.4676 | 32.4189 | -5.6258 | 33.9913 | -3.73
1707 | -1.1389 | -9.6363 | 11.1216 | -10.1128 | 7.5123 | -17.4488 | 31.5612 | -4.2534 | 33.1034 | 2.27 |  |  | 65.383 | 5.2231 | 46.7843 | -0.94875 | 47.4129 | -2.3351 | 32.437 | -5.5816 | 34.0012 | -3.6831
1708 | -1.1236 | -9.6206 | 11.1421 | -10.092 | 7.5589 | -17.4149 | 31.5866 | -4.2352 | 33.1345 | 2.3013 |  |  | 65.396 | 5.2153 | 46.8561 | -0.90708 | 47.3319 | -2.4161 | 32.4551 | -5.5738 | 33.9907 | -3.6961
1709 | -1.1083 | -9.605 | 11.1625 | -10.0711 | 7.6056 | -17.381 | 31.6121 | -4.217 | 33.1656 | 2.3325 |  |  | 65.409 | 5.2075 | 46.8973 | -0.86542 | 47.2509 | -2.4971 | 32.4731 | -5.5659 | 33.9802 | -3.7092
1710 | -1.093 | -9.5894 | 11.183 | -10.0503 | 7.6006 | -17.3472 | 31.5799 | -4.1988 | 33.1968 | 2.3638 |  |  | 65.38 | 5.1997 | 46.928 | -0.82375 | 47.1698 | -2.5782 | 32.4342 | -5.5581 | 33.9697 | -3.7222
1711 | -1.1533 | -9.6493 | 11.1514 | -10.0816 | 7.5874 | -17.3784 | 31.5384 | -4.2639 | 33.1342 | 2.3013 |  |  | 65.3442 | 5.1528 | 46.8967 | -0.86021 | 47.3023 | -2.4457 | 32.386 | -5.6284 | 33.9395 | -3.7821
1712 | -1.2135 | -9.7092 | 11.1198 | -10.1128 | 7.5741 | -17.4097 | 31.4969 | -4.329 | 33.0716 | 2.2388 |  |  | 65.3083 | 5.1059 | 46.8722 | -0.89667 | 47.4348 | -2.3132 | 32.3379 | -5.6988 | 33.9092 | -3.842
1713 | -1.2738 | -9.7691 | 11.0882 | -10.1441 | 7.6102 | -17.4409 | 31.4956 | -4.3941 | 33.009 | 2.1763 |  |  | 65.3395 | 5.0591 | 46.8877 | -0.93312 | 47.5674 | -2.1807 | 32.3343 | -5.7691 | 33.879 | -3.9019
1714 | -1.2194 | -9.7144 | 11.1608 | -10.0711 | 7.6545 | -17.3654 | 31.5009 | -4.3602 | 33.0558 | 2.2231 |  |  | 65.3817 | 5.1372 | 46.9132 | -0.84719 | 47.5124 | -2.2357 | 32.3381 | -5.7352 | 33.8764 | -3.8628
1715 | -1.1651 | -9.6597 | 11.2333 | -9.9982 | 7.6988 | -17.2899 | 31.5061 | -4.3264 | 33.1025 | 2.27 |  |  | 65.4239 | 5.2153 | 46.9987 | -0.76125 | 47.4574 | -2.2906 | 32.342 | -5.7014 | 33.8739 | -3.8237
1716 | -1.1108 | -9.605 | 11.3059 | -9.9253 | 7.7071 | -17.2144 | 31.4798 | -4.2925 | 33.1493 | 2.3169 |  |  | 65.4123 | 5.2934 | 47.0697 | -0.67531 | 47.4024 | -2.3456 | 32.3155 | -5.6675 | 33.8713 | -3.7847
1717 | -1.1658 | -9.6597 | 11.2795 | -9.9514 | 7.7093 | -17.2404 | 31.4483 | -4.3498 | 33.0685 | 2.2361 |  |  | 65.3916 | 5.2335 | 47.0535 | -0.69875 | 47.4906 | -2.2574 | 32.284 | -5.7248 | 33.8507 | -3.8498
1718 | -1.2208 | -9.7144 | 11.2531 | -9.9774 | 7.7116 | -17.2665 | 31.4167 | -4.4071 | 32.9876 | 2.1554 |  |  | 65.371 | 5.1736 | 47.0428 | -0.72219 | 47.5788 | -2.1692 | 32.2525 | -5.7821 | 33.83 | -3.9149
1719 | -1.2759 | -9.7691 | 11.2267 | -10.0034 | 7.7559 | -17.2925 | 31.4235 | -4.4644 | 32.9068 | 2.0747 |  |  | 65.3994 | 5.1137 | 47.0648 | -0.74562 | 47.6671 | -2.0809 | 32.2576 | -5.8394 | 33.8094 | -3.98
1720 | -1.2319 | -9.7248 | 11.3071 | -9.9227 | 7.8074 | -17.2092 | 31.4367 | -4.4227 | 32.9796 | 2.1476 |  |  | 65.4362 | 5.1893 | 47.0953 | -0.66229 | 47.5678 | -2.1802 | 32.269 | -5.8003 | 33.8168 | -3.9305
1721 | -1.188 | -9.6805 | 11.3875 | -9.842 | 7.8589 | -17.1258 | 31.4499 | -4.381 | 33.0524 | 2.2205 |  |  | 65.473 | 5.2648 | 47.1781 | -0.57896 | 47.4685 | -2.2795 | 32.2804 | -5.7613 | 33.8242 | -3.881
1722 | -1.1441 | -9.6363 | 11.4678 | -9.7613 | 7.867 | -17.0425 | 31.4283 | -4.3394 | 33.1253 | 2.2934 |  |  | 65.46 | 5.3403 | 47.2478 | -0.49562 | 47.3693 | -2.3787 | 32.2516 | -5.7222 | 33.8317 | -3.8316
1723 | -1.1965 | -9.6883 | 11.4493 | -9.7795 | 7.8676 | -17.0738 | 31.4007 | -4.3941 | 33.0679 | 2.2361 |  |  | 65.4384 | 5.2804 | 47.2362 | -0.51385 | 47.4002 | -2.3478 | 32.2158 | -5.7873 | 33.8274 | -3.8732
1724 | -1.249 | -9.7404 | 11.4307 | -9.7977 | 7.8683 | -17.105 | 31.3731 | -4.4488 | 33.0105 | 2.1789 |  |  | 65.4169 | 5.2205 | 47.2292 | -0.53208 | 47.4312 | -2.3168 | 32.1801 | -5.8524 | 33.8232 | -3.9149
1725 | -1.3014 | -9.7925 | 11.4121 | -9.8159 | 7.9047 | -17.1363 | 31.3953 | -4.5034 | 32.9531 | 2.1216 |  |  | 65.4403 | 5.1606 | 47.2509 | -0.55031 | 47.4621 | -2.2859 | 32.1779 | -5.9175 | 33.819 | -3.9566
1726 | -1.2601 | -9.7508 | 11.4873 | -9.7404 | 7.9474 | -17.0633 | 31.4262 | -4.4383 | 33.0233 | 2.1919 |  |  | 65.4717 | 5.2283 | 47.2799 | -0.47479 | 47.4618 | -2.2862 | 32.1816 | -5.8863 | 33.8324 | -3.9045
1727 | -1.2188 | -9.7092 | 11.5624 | -9.6649 | 7.9901 | -16.9904 | 31.457 | -4.3732 | 33.0935 | 2.2622 |  |  | 65.5031 | 5.296 | 47.355 | -0.39927 | 47.4615 | -2.2865 | 32.1853 | -5.855 | 33.8457 | -3.8524
1728 | -1.1775 | -9.6675 | 11.6376 | -9.5894 | 7.9897 | -16.9175 | 31.4438 | -4.3081 | 33.1637 | 2.3325 |  |  | 65.5081 | 5.3637 | 47.4171 | -0.32375 | 47.4612 | -2.2868 | 32.1551 | -5.8238 | 33.859 | -3.8003
1729 | -1.2377 | -9.7274 | 11.6086 | -9.618 | 7.9816 | -16.9566 | 31.4227 | -4.3628 | 33.1089 | 2.2778 |  |  | 65.5084 | 5.3377 | 47.3975 | -0.34979 | 47.4114 | -2.3366 | 32.1189 | -5.8863 | 33.8558 | -3.8446
1730 | -1.298 | -9.7873 | 11.5796 | -9.6467 | 7.9735 | -16.9956 | 31.4016 | -4.4175 | 33.0541 | 2.2231 |  |  | 65.5087 | 5.3117 | 47.3822 | -0.37583 | 47.3616 | -2.3864 | 32.0826 | -5.9488 | 33.8526 | -3.8889
1731 | -1.3582 | -9.8472 | 11.5506 | -9.6753 | 8.0004 | -17.0347 | 31.4231 | -4.4722 | 32.9993 | 2.1684 |  |  | 65.5278 | 5.2856 | 47.394 | -0.40187 | 47.3118 | -2.4362 | 32.0825 | -6.0113 | 33.8493 | -3.9331
1732 | -1.3143 | -9.8029 | 11.6258 | -9.5998 | 8.0335 | -16.9722 | 31.4523 | -4.4097 | 33.0748 | 2.244 |  |  | 65.5502 | 5.3273 | 47.4125 | -0.33937 | 47.3271 | -2.4209 | 32.089 | -5.9774 | 33.8821 | -3.8706
1733 | -1.2704 | -9.7586 | 11.701 | -9.5243 | 8.0667 | -16.9097 | 31.4814 | -4.3472 | 33.1502 | 2.3195 |  |  | 65.5726 | 5.369 | 47.4745 | -0.27687 | 47.3424 | -2.4055 | 32.0954 | -5.9435 | 33.9149 | -3.8081
1734 | -1.2264 | -9.7144 | 11.7761 | -9.4488 | 8.0924 | -16.8472 | 31.5069 | -4.2847 | 33.2256 | 2.395 |  |  | 65.5953 | 5.4106 | 47.5327 | -0.21438 | 47.3577 | -2.3902 | 32.1027 | -5.9097 | 33.9478 | -3.7456
1735 | -1.232 | -9.7196 | 11.7914 | -9.4331 | 8.1168 | -16.8368 | 31.5317 | -4.2743 | 33.2307 | 2.4002 |  |  | 65.6181 | 5.4262 | 47.5655 | -0.18313 | 47.347 | -2.401 | 32.1101 | -5.9123 | 33.9768 | -3.7222
1736 | -1.2376 | -9.7248 | 11.8067 | -9.4175 | 8.1412 | -16.8264 | 31.5565 | -4.2639 | 33.2358 | 2.4054 |  |  | 65.6409 | 5.4419 | 47.5967 | -0.15188 | 47.3363 | -2.4117 | 32.1175 | -5.9149 | 34.0059 | -3.6987
1737 | -1.2431 | -9.73 | 11.8219 | -9.4019 | 8.1453 | -16.8159 | 31.5627 | -4.2534 | 33.2409 | 2.4106 |  |  | 65.6654 | 5.4575 | 47.6173 | -0.12062 | 47.3256 | -2.4224 | 32.1068 | -5.9175 | 34.035 | -3.6753
1738 | -1.2539 | -9.7404 | 11.8372 | -9.3863 | 8.1457 | -16.8185 | 31.5653 | -4.2534 | 33.2486 | 2.4184 |  |  | 65.6903 | 5.4861 | 47.6362 | -0.11281 | 47.2758 | -2.4722 | 32.0927 | -5.9357 | 34.05 | -3.6623
1739 | -1.2647 | -9.7508 | 11.8525 | -9.3706 | 8.1461 | -16.8211 | 31.568 | -4.2534 | 33.2563 | 2.4263 |  |  | 65.7151 | 5.5148 | 47.6435 | -0.105 | 47.226 | -2.522 | 32.0787 | -5.954 | 34.065 | -3.6493
1740 | -1.2754 | -9.7613 | 11.8678 | -9.355 | 8.1386 | -16.8238 | 31.5839 | -4.2534 | 33.264 | 2.4341 |  |  | 65.7178 | 5.5434 | 47.6515 | -0.097187 | 47.1762 | -2.5718 | 32.064 | -5.9722 | 34.08 | -3.6362
1741 | -1.2862 | -9.7717 | 11.8622 | -9.3602 | 8.1297 | -16.8342 | 31.6024 | -4.2274 | 33.277 | 2.4471 |  |  | 65.7163 | 5.5304 | 47.6637 | -0.084167 | 47.1889 | -2.5591 | 32.0493 | -5.9852 | 34.0944 | -3.6232
1742 | -1.297 | -9.7821 | 11.8567 | -9.3654 | 8.1208 | -16.8446 | 31.6209 | -4.2014 | 33.2899 | 2.4601 |  |  | 65.7147 | 5.5174 | 47.6751 | -0.071146 | 47.2016 | -2.5464 | 32.0346 | -5.9982 | 34.1089 | -3.6102
1743 | -1.3077 | -9.7925 | 11.8511 | -9.3706 | 8.1038 | -16.855 | 31.6329 | -4.1753 | 33.3028 | 2.4731 |  |  | 65.7255 | 5.5044 | 47.6808 | -0.058125 | 47.2143 | -2.5337 | 32.0211 | -6.0113 | 34.1233 | -3.5972
1744 | -1.3133 | -9.7977 | 11.8455 | -9.3758 | 8.0852 | -16.8758 | 31.6436 | -4.1701 | 33.3131 | 2.4835 |  |  | 65.7386 | 5.5278 | 47.6854 | -0.060729 | 47.1749 | -2.573 | 32.0079 | -6.0243 | 34.1408 | -3.5764
1745 | -1.3189 | -9.8029 | 11.84 | -9.381 | 8.0666 | -16.8967 | 31.6544 | -4.1649 | 33.3234 | 2.494 |  |  | 65.7517 | 5.5512 | 47.6823 | -0.063333 | 47.1356 | -2.6124 | 31.9946 | -6.0373 | 34.1584 | -3.5555
1746 | -1.3244 | -9.8081 | 11.8344 | -9.3863 | 8.0455 | -16.9175 | 31.6634 | -4.1597 | 33.3337 | 2.5044 |  |  | 65.756 | 5.5747 | 47.682 | -0.065937 | 47.0962 | -2.6518 | 31.9861 | -6.0503 | 34.1759 | -3.5347
1747 | -1.33 | -9.8133 | 11.8211 | -9.3993 | 8.024 | -16.9383 | 31.6721 | -4.1493 | 33.3649 | 2.5356 |  |  | 65.7586 | 5.5695 | 47.7009 | -0.045104 | 47.1974 | -2.5505 | 31.9784 | -6.0555 | 34.1857 | -3.5217
1748 | -1.3355 | -9.8185 | 11.8077 | -9.4123 | 8.0025 | -16.9592 | 31.6808 | -4.1389 | 33.396 | 2.5669 |  |  | 65.7612 | 5.5643 | 47.7187 | -0.024271 | 47.2987 | -2.4493 | 31.9708 | -6.0607 | 34.1954 | -3.5086
1749 | -1.3411 | -9.8238 | 11.7943 | -9.4253 | 7.9684 | -16.98 | 31.6876 | -4.1284 | 33.4272 | 2.5981 |  |  | 65.7682 | 5.5591 | 47.7288 | -0.0034375 | 47.3999 | -2.348 | 31.9587 | -6.0659 | 34.2051 | -3.4956
1750 | -1.3571 | -9.8394 | 11.7653 | -9.454 | 7.9319 | -17.0217 | 31.694 | -4.1232 | 33.401 | 2.5721 |  |  | 65.776 | 5.5721 | 47.7372 | -0.0060417 | 47.3033 | -2.4447 | 31.9458 | -6.0816 | 34.2003 | -3.506
1751 | -1.3731 | -9.855 | 11.7363 | -9.4826 | 7.8953 | -17.0633 | 31.7003 | -4.118 | 33.3749 | 2.546 |  |  | 65.7837 | 5.5851 | 47.7342 | -0.0086458 | 47.2066 | -2.5413 | 31.9328 | -6.0972 | 34.1955 | -3.5165
1752 | -1.389 | -9.8706 | 11.7073 | -9.5113 | 7.8539 | -17.105 | 31.7071 | -4.1128 | 33.3488 | 2.52 |  |  | 65.7676 | 5.5981 | 47.7302 | -0.01125 | 47.1099 | -2.638 | 31.9268 | -6.1128 | 34.1907 | -3.5269
1753 | -1.3998 | -9.881 | 11.6809 | -9.5373 | 7.8116 | -17.1467 | 31.7139 | -4.105 | 33.3591 | 2.5304 |  |  | 65.7465 | 5.5643 | 47.7198 | -0.021667 | 47.2242 | -2.5237 | 31.9223 | -6.1128 | 34.1728 | -3.5321
1754 | -1.4106 | -9.8915 | 11.6545 | -9.5633 | 7.7692 | -17.1883 | 31.7207 | -4.0972 | 33.3694 | 2.5408 |  |  | 65.7255 | 5.5304 | 47.7077 | -0.032083 | 47.3385 | -2.4095 | 31.9177 | -6.1128 | 34.155 | -3.5373
1755 | -1.4214 | -9.9019 | 11.6282 | -9.5894 | 7.6909 | -17.23 | 31.6922 | -4.0894 | 33.3797 | 2.5513 |  |  | 65.6984 | 5.4966 | 47.6843 | -0.0425 | 47.4527 | -2.2952 | 31.8745 | -6.1128 | 34.1371 | -3.5425
1756 | -1.4738 | -9.954 | 11.5393 | -9.6779 | 7.6052 | -17.3316 | 31.6564 | -4.1415 | 33.3405 | 2.5122 |  |  | 65.67 | 5.4705 | 47.6588 | -0.081562 | 47.3587 | -2.3893 | 31.8234 | -6.1831 | 34.1031 | -3.605
1757 | -1.5262 | -10.006 | 11.4504 | -9.7665 | 7.5196 | -17.4331 | 31.6206 | -4.1935 | 33.3014 | 2.4731 |  |  | 65.6417 | 5.4445 | 47.6193 | -0.12062 | 47.2646 | -2.4833 | 31.7723 | -6.2534 | 34.0691 | -3.6675
1758 | -1.5787 | -10.0581 | 11.3615 | -9.855 | 7.4811 | -17.5347 | 31.6242 | -4.2456 | 33.2622 | 2.4341 |  |  | 65.6511 | 5.4184 | 47.5892 | -0.15969 | 47.1706 | -2.5774 | 31.777 | -6.3238 | 34.0351 | -3.73
1759 | -1.5452 | -10.0243 | 11.3664 | -9.8498 | 7.4524 | -17.5347 | 31.636 | -4.2092 | 33.3038 | 2.4757 |  |  | 65.6682 | 5.4523 | 47.628 | -0.11542 | 47.2874 | -2.4605 | 31.7931 | -6.2743 | 34.0355 | -3.7066
1760 | -1.5117 | -9.9904 | 11.3712 | -9.8446 | 7.4237 | -17.5347 | 31.6477 | -4.1727 | 33.3453 | 2.5174 |  |  | 65.6854 | 5.4861 | 47.666 | -0.071146 | 47.4043 | -2.3436 | 31.8093 | -6.2248 | 34.0359 | -3.6831
1761 | -1.4782 | -9.9566 | 11.3761 | -9.8394 | 7.3932 | -17.5347 | 31.6656 | -4.1363 | 33.3869 | 2.5591 |  |  | 65.7006 | 5.52 | 47.6983 | -0.026875 | 47.5212 | -2.2268 | 31.8248 | -6.1753 | 34.0363 | -3.6597
1762 | -1.4603 | -9.9383 | 11.3419 | -9.8732 | 7.3623 | -17.5764 | 31.6848 | -4.1232 | 33.3764 | 2.5486 |  |  | 65.7154 | 5.5278 | 47.7289 | -0.0086458 | 47.4427 | -2.3052 | 31.84 | -6.1727 | 34.02 | -3.6649
1763 | -1.4424 | -9.9201 | 11.3077 | -9.9071 | 7.3314 | -17.618 | 31.704 | -4.1102 | 33.3659 | 2.5382 |  |  | 65.7302 | 5.5356 | 47.7466 | 0.0095833 | 47.3643 | -2.3836 | 31.8553 | -6.1701 | 34.0038 | -3.6701
1764 | -1.4245 | -9.9019 | 11.2735 | -9.9409 | 7.2584 | -17.6597 | 31.6681 | -4.0972 | 33.3553 | 2.5278 |  |  | 65.6815 | 5.5434 | 47.7577 | 0.027813 | 47.2859 | -2.4621 | 31.821 | -6.1675 | 33.9875 | -3.6753
1765 | -1.477 | -9.954 | 11.1768 | -10.0373 | 7.1764 | -17.756 | 31.6204 | -4.1675 | 33.3032 | 2.4757 |  |  | 65.6193 | 5.4549 | 47.7191 | -0.013854 | 47.4027 | -2.3452 | 31.7762 | -6.23 | 33.9362 | -3.7639
1766 | -1.5294 | -10.006 | 11.0801 | -10.1336 | 7.0944 | -17.8524 | 31.5727 | -4.2378 | 33.251 | 2.4236 |  |  | 65.5571 | 5.3664 | 47.6863 | -0.055521 | 47.5196 | -2.2283 | 31.7313 | -6.2925 | 33.8849 | -3.8524
1767 | -1.5819 | -10.0581 | 10.9834 | -10.23 | 7.0654 | -17.9488 | 31.5777 | -4.3081 | 33.1988 | 2.3716 |  |  | 65.5633 | 5.2778 | 47.697 | -0.097187 | 47.6365 | -2.1115 | 31.7402 | -6.355 | 33.8336 | -3.9409
1768 | -1.5145 | -9.9904 | 10.9986 | -10.2144 | 7.0477 | -17.9357 | 31.5941 | -4.2586 | 33.2404 | 2.4132 |  |  | 65.5842 | 5.3403 | 47.7156 | -0.019062 | 47.571 | -2.1769 | 31.7606 | -6.3029 | 33.82 | -3.9253
1769 | -1.4472 | -9.9227 | 11.0139 | -10.1988 | 7.0301 | -17.9227 | 31.6105 | -4.2092 | 33.2819 | 2.4549 |  |  | 65.6051 | 5.4028 | 47.7932 | 0.059062 | 47.5056 | -2.2423 | 31.7811 | -6.2508 | 33.8065 | -3.9097
1770 | -1.3798 | -9.855 | 11.0292 | -10.1831 | 7.0277 | -17.9097 | 31.6243 | -4.1597 | 33.3235 | 2.4966 |  |  | 65.6166 | 5.4653 | 47.8646 | 0.13719 | 47.4402 | -2.3077 | 31.804 | -6.1988 | 33.7929 | -3.8941
1771 | -1.3671 | -9.842 | 10.995 | -10.217 | 7.0287 | -17.9123 | 31.6376 | -4.1597 | 33.3156 | 2.4888 |  |  | 65.6259 | 5.4549 | 47.8883 | 0.15802 | 47.4998 | -2.2481 | 31.8275 | -6.1857 | 33.774 | -3.9201
1772 | -1.3545 | -9.829 | 10.9608 | -10.2508 | 7.0297 | -17.9149 | 31.6508 | -4.1597 | 33.3077 | 2.4809 |  |  | 65.6353 | 5.4445 | 47.9125 | 0.17885 | 47.5594 | -2.1885 | 31.8509 | -6.1727 | 33.755 | -3.9461
1773 | -1.3418 | -9.8159 | 10.9266 | -10.2847 | 7.0257 | -17.9175 | 31.6515 | -4.1597 | 33.2997 | 2.4731 |  |  | 65.6392 | 5.4341 | 47.9409 | 0.19969 | 47.6189 | -2.129 | 31.8579 | -6.1597 | 33.7361 | -3.9722
1774 | -1.3318 | -9.8055 | 10.9158 | -10.2951 | 7.0205 | -17.9227 | 31.6493 | -4.1623 | 33.2892 | 2.4627 |  |  | 65.6419 | 5.4419 | 47.9705 | 0.23875 | 47.5822 | -2.1657 | 31.8612 | -6.1597 | 33.7047 | -4.0034
1775 | -1.3217 | -9.7951 | 10.9051 | -10.3055 | 7.0153 | -17.9279 | 31.6471 | -4.1649 | 33.2787 | 2.4523 |  |  | 65.6445 | 5.4497 | 48.009 | 0.27781 | 47.5454 | -2.2025 | 31.8646 | -6.1597 | 33.6733 | -4.0347
1776 | -1.3116 | -9.7847 | 10.8943 | -10.3159 | 7.0158 | -17.9331 | 31.6336 | -4.1675 | 33.2682 | 2.4419 |  |  | 65.6373 | 5.4575 | 48.0479 | 0.31688 | 47.5086 | -2.2393 | 31.8712 | -6.1597 | 33.6419 | -4.0659
1777 | -1.286 | -9.7586 | 10.8835 | -10.3264 | 7.0175 | -17.9279 | 31.6174 | -4.1883 | 33.2499 | 2.4236 |  |  | 65.6279 | 5.4419 | 48.0889 | 0.35854 | 47.5578 | -2.1901 | 31.8785 | -6.1493 | 33.6089 | -4.1024
1778 | -1.2603 | -9.7326 | 10.8728 | -10.3368 | 7.0192 | -17.9227 | 31.6013 | -4.2092 | 33.2315 | 2.4054 |  |  | 65.6185 | 5.4262 | 48.1299 | 0.40021 | 47.6069 | -2.141 | 31.8859 | -6.1389 | 33.5759 | -4.1389
1779 | -1.2346 | -9.7066 | 10.862 | -10.3472 | 7.034 | -17.9175 | 31.5981 | -4.23 | 33.2132 | 2.3872 |  |  | 65.6302 | 5.4106 | 48.1699 | 0.44188 | 47.6561 | -2.0918 | 31.894 | -6.1284 | 33.543 | -4.1753
1780 | -1.2167 | -9.6883 | 10.8747 | -10.3342 | 7.0518 | -17.8941 | 31.5979 | -4.2222 | 33.2105 | 2.3846 |  |  | 65.6467 | 5.4393 | 48.2097 | 0.48094 | 47.6219 | -2.126 | 31.9023 | -6.1206 | 33.5168 | -4.1988
1781 | -1.1988 | -9.6701 | 10.8874 | -10.3211 | 7.0697 | -17.8706 | 31.5976 | -4.2144 | 33.2078 | 2.382 |  |  | 65.6631 | 5.4679 | 48.2483 | 0.52 | 47.5878 | -2.1601 | 31.9106 | -6.1128 | 33.4906 | -4.2222
1782 | -1.181 | -9.6519 | 10.9001 | -10.3081 | 7.1023 | -17.8472 | 31.5898 | -4.2066 | 33.2051 | 2.3794 |  |  | 65.6739 | 5.4966 | 48.2885 | 0.55906 | 47.5536 | -2.1943 | 31.9137 | -6.105 | 33.4645 | -4.2456
1783 | -1.1553 | -9.6258 | 10.9101 | -10.2977 | 7.1384 | -17.8055 | 31.5803 | -4.2222 | 33.2128 | 2.3872 |  |  | 65.6834 | 5.4992 | 48.3419 | 0.61375 | 47.6054 | -2.1425 | 31.9155 | -6.105 | 33.4404 | -4.2691
1784 | -1.1296 | -9.5998 | 10.9202 | -10.2873 | 7.1744 | -17.7639 | 31.5707 | -4.2378 | 33.2205 | 2.395 |  |  | 65.6929 | 5.5018 | 48.3957 | 0.66844 | 47.6571 | -2.0908 | 31.9174 | -6.105 | 33.4163 | -4.2925
1785 | -1.1039 | -9.5738 | 10.9303 | -10.2769 | 7.2191 | -17.7222 | 31.5668 | -4.2534 | 33.2282 | 2.4028 |  |  | 65.6951 | 5.5044 | 48.4534 | 0.72313 | 47.7089 | -2.039 | 31.9238 | -6.105 | 33.3922 | -4.3159
1786 | -1.086 | -9.5555 | 10.9612 | -10.2456 | 7.2658 | -17.6727 | 31.5643 | -4.2508 | 33.2229 | 2.3976 |  |  | 65.6957 | 5.5044 | 48.5115 | 0.78563 | 47.6773 | -2.0706 | 31.9311 | -6.0946 | 33.3542 | -4.342
1787 | -1.0682 | -9.5373 | 10.9921 | -10.2144 | 7.3125 | -17.6232 | 31.5617 | -4.2482 | 33.2176 | 2.3924 |  |  | 65.6962 | 5.5044 | 48.5735 | 0.84813 | 47.6457 | -2.1021 | 31.9385 | -6.0842 | 33.3162 | -4.368
1788 | -1.0503 | -9.5191 | 11.023 | -10.1831 | 7.3209 | -17.5738 | 31.5154 | -4.2456 | 33.2123 | 2.3872 |  |  | 65.6562 | 5.5044 | 48.628 | 0.91063 | 47.6142 | -2.1337 | 31.8989 | -6.0738 | 33.2782 | -4.3941
1789 | -1.1027 | -9.5711 | 10.9966 | -10.2092 | 7.3203 | -17.592 | 31.4587 | -4.3238 | 33.1471 | 2.3221 |  |  | 65.6066 | 5.4367 | 48.6185 | 0.8976 | 47.6607 | -2.0871 | 31.8482 | -6.1467 | 33.23 | -4.4826
1790 | -1.1552 | -9.6232 | 10.9702 | -10.2352 | 7.3196 | -17.6102 | 31.4021 | -4.4019 | 33.0819 | 2.257 |  |  | 65.5569 | 5.369 | 48.6138 | 0.88458 | 47.7073 | -2.0406 | 31.7975 | -6.2196 | 33.1818 | -4.5711
1791 | -1.2076 | -9.6753 | 10.9438 | -10.2613 | 7.3795 | -17.6284 | 31.3955 | -4.48 | 33.0167 | 2.1919 |  |  | 65.5663 | 5.3012 | 48.6504 | 0.87156 | 47.7538 | -1.994 | 31.7979 | -6.2925 | 33.1336 | -4.6597
1792 | -1.1533 | -9.6206 | 11.0372 | -10.1675 | 7.4539 | -17.5191 | 31.4009 | -4.4435 | 33.0582 | 2.2335 |  |  | 65.5899 | 5.3585 | 48.6935 | 0.97052 | 47.7275 | -2.0204 | 31.8104 | -6.2482 | 33.1457 | -4.605
1793 | -1.099 | -9.5659 | 11.1306 | -10.0738 | 7.5283 | -17.4097 | 31.4063 | -4.4071 | 33.0998 | 2.2752 |  |  | 65.6134 | 5.4158 | 48.792 | 1.0695 | 47.7011 | -2.0467 | 31.823 | -6.204 | 33.1577 | -4.5503
1794 | -1.0446 | -9.5113 | 11.224 | -9.98 | 7.592 | -17.3003 | 31.4089 | -4.3706 | 33.1414 | 2.3169 |  |  | 65.6456 | 5.4731 | 48.8833 | 1.1684 | 47.6748 | -2.0731 | 31.821 | -6.1597 | 33.1698 | -4.4956
1795 | -1.0502 | -9.5165 | 11.2576 | -9.9461 | 7.6531 | -17.256 | 31.4108 | -4.381 | 33.1413 | 2.3169 |  |  | 65.6798 | 5.4992 | 48.9126 | 1.1945 | 47.7109 | -2.037 | 31.8155 | -6.1831 | 33.1586 | -4.5139
1796 | -1.0558 | -9.5217 | 11.2911 | -9.9123 | 7.7141 | -17.2118 | 31.4126 | -4.3915 | 33.1411 | 2.3169 |  |  | 65.7141 | 5.5252 | 48.9393 | 1.2205 | 47.747 | -2.0008 | 31.8099 | -6.2066 | 33.1474 | -4.5321
1797 | -1.0614 | -9.5269 | 11.3246 | -9.8784 | 7.7259 | -17.1675 | 31.3723 | -4.4019 | 33.141 | 2.3169 |  |  | 65.6803 | 5.5512 | 48.9426 | 1.2466 | 47.7832 | -1.9647 | 31.7608 | -6.23 | 33.1362 | -4.5503
1798 | -1.1294 | -9.5946 | 11.3138 | -9.8889 | 7.7257 | -17.1831 | 31.3215 | -4.467 | 33.0706 | 2.2466 |  |  | 65.6299 | 5.4731 | 48.9432 | 1.2231 | 47.736 | -2.0119 | 31.7008 | -6.3029 | 33.1053 | -4.605
1799 | -1.1975 | -9.6623 | 11.3031 | -9.8993 | 7.7254 | -17.1988 | 31.2708 | -4.5321 | 33.0002 | 2.1763 |  |  | 65.5795 | 5.395 | 48.9192 | 1.1997 | 47.6888 | -2.0591 | 31.6409 | -6.3758 | 33.0745 | -4.6597
1800 | -1.2656 | -9.73 | 11.2923 | -9.9097 | 7.7704 | -17.2144 | 31.2603 | -4.5972 | 32.9298 | 2.1059 |  |  | 65.5954 | 5.3169 | 48.905 | 1.1763 | 47.6416 | -2.1063 | 31.627 | -6.4488 | 33.0436 | -4.7144
1801 | -1.2425 | -9.7066 | 11.3649 | -9.8368 | 7.8267 | -17.131 | 31.2599 | -4.5738 | 32.9766 | 2.1528 |  |  | 65.6279 | 5.3898 | 48.9775 | 1.2544 | 47.6855 | -2.0623 | 31.6245 | -6.4253 | 33.0447 | -4.6831
1802 | -1.2194 | -9.6831 | 11.4374 | -9.7639 | 7.8829 | -17.0477 | 31.2594 | -4.5503 | 33.0234 | 2.1997 |  |  | 65.6604 | 5.4627 | 49.0455 | 1.3325 | 47.7295 | -2.0184 | 31.622 | -6.4019 | 33.0457 | -4.6519
1803 | -1.1963 | -9.6597 | 11.51 | -9.6909 | 7.8992 | -16.9644 | 31.2305 | -4.5269 | 33.0701 | 2.2466 |  |  | 65.6426 | 5.5356 | 49.0715 | 1.4106 | 47.7734 | -1.9744 | 31.579 | -6.3784 | 33.0468 | -4.6206
1804 | -1.2696 | -9.7326 | 11.4993 | -9.7014 | 7.9055 | -16.9852 | 31.1944 | -4.5842 | 33.0023 | 2.1789 |  |  | 65.6121 | 5.4679 | 49.0913 | 1.3742 | 47.721 | -2.0268 | 31.5258 | -6.4592 | 33.0412 | -4.6571
1805 | -1.3429 | -9.8055 | 11.4885 | -9.7118 | 7.9117 | -17.006 | 31.1584 | -4.6415 | 32.9345 | 2.1111 |  |  | 65.5816 | 5.4002 | 49.0543 | 1.3377 | 47.6686 | -2.0792 | 31.4725 | -6.5399 | 33.0356 | -4.6935
1806 | -1.4162 | -9.8784 | 11.4777 | -9.7222 | 7.9431 | -17.0269 | 31.1601 | -4.6988 | 32.8667 | 2.0434 |  |  | 65.5915 | 5.3325 | 49.0258 | 1.3013 | 47.6162 | -2.1316 | 31.4551 | -6.6206 | 33.03 | -4.73
1807 | -1.3905 | -9.8524 | 11.5451 | -9.6545 | 7.9809 | -16.967 | 31.1714 | -4.6623 | 32.9135 | 2.0903 |  |  | 65.6116 | 5.3846 | 49.0756 | 1.3559 | 47.6498 | -2.0981 | 31.4469 | -6.6024 | 33.0485 | -4.6753
1808 | -1.3648 | -9.8264 | 11.6125 | -9.5868 | 8.0187 | -16.9071 | 31.1827 | -4.6258 | 32.9602 | 2.1372 |  |  | 65.6317 | 5.4367 | 49.122 | 1.4106 | 47.6833 | -2.0646 | 31.4386 | -6.5842 | 33.067 | -4.6206
1809 | -1.3391 | -9.8003 | 11.6798 | -9.5191 | 8.0157 | -16.8472 | 31.1605 | -4.5894 | 33.007 | 2.1841 |  |  | 65.6132 | 5.4887 | 49.1374 | 1.4653 | 47.7168 | -2.031 | 31.3919 | -6.5659 | 33.0855 | -4.5659
1810 | -1.4176 | -9.8784 | 11.6561 | -9.5425 | 8.0022 | -16.8863 | 31.1297 | -4.6441 | 32.9705 | 2.1476 |  |  | 65.5847 | 5.4315 | 49.1482 | 1.4341 | 47.6774 | -2.0704 | 31.3352 | -6.6493 | 33.0863 | -4.605
1811 | -1.4961 | -9.9566 | 11.6323 | -9.5659 | 7.9886 | -16.9253 | 31.0989 | -4.6988 | 32.9339 | 2.1111 |  |  | 65.5562 | 5.3742 | 49.1165 | 1.4028 | 47.6381 | -2.1098 | 31.2785 | -6.7326 | 33.0872 | -4.6441
1812 | -1.5746 | -10.0347 | 11.6085 | -9.5894 | 8.0045 | -16.9644 | 31.1097 | -4.7534 | 32.8973 | 2.0747 |  |  | 65.5807 | 5.3169 | 49.0908 | 1.3716 | 47.5987 | -2.1492 | 31.2659 | -6.8159 | 33.088 | -4.6831
1813 | -1.5463 | -10.006 | 11.6733 | -9.5243 | 8.028 | -16.9175 | 31.1314 | -4.704 | 32.9389 | 2.1164 |  |  | 65.6191 | 5.3898 | 49.1236 | 1.408 | 47.5489 | -2.199 | 31.2647 | -6.7873 | 33.1279 | -4.6102
1814 | -1.518 | -9.9774 | 11.738 | -9.4592 | 8.0515 | -16.8706 | 31.1531 | -4.6545 | 32.9805 | 2.158 |  |  | 65.6575 | 5.4627 | 49.1559 | 1.4445 | 47.4991 | -2.2488 | 31.2636 | -6.7586 | 33.1678 | -4.5373
1815 | -1.4897 | -9.9488 | 11.8028 | -9.3941 | 8.0687 | -16.8238 | 31.1799 | -4.605 | 33.022 | 2.1997 |  |  | 65.673 | 5.5356 | 49.1836 | 1.4809 | 47.4493 | -2.2986 | 31.2555 | -6.73 | 33.2076 | -4.4644
1816 | -1.5057 | -9.9644 | 11.8077 | -9.3889 | 8.0842 | -16.8185 | 31.208 | -4.5842 | 33.0375 | 2.2153 |  |  | 65.6824 | 5.5226 | 49.2104 | 1.4992 | 47.475 | -2.2729 | 31.2455 | -6.7534 | 33.2378 | -4.4488
1817 | -1.5217 | -9.98 | 11.8125 | -9.3836 | 8.0998 | -16.8133 | 31.2361 | -4.5633 | 33.0531 | 2.2309 |  |  | 65.6919 | 5.5096 | 49.2281 | 1.5174 | 47.5007 | -2.2471 | 31.2356 | -6.7769 | 33.2679 | -4.4331
1818 | -1.5377 | -9.9956 | 11.8174 | -9.3784 | 8.0975 | -16.8081 | 31.2522 | -4.5425 | 33.0686 | 2.2466 |  |  | 65.7107 | 5.4966 | 49.2445 | 1.5356 | 47.5264 | -2.2214 | 31.2224 | -6.8003 | 33.2981 | -4.4175
1819 | -1.5511 | -10.0086 | 11.8301 | -9.3654 | 8.0906 | -16.8185 | 31.2651 | -4.5321 | 33.0789 | 2.257 |  |  | 65.7321 | 5.5304 | 49.2473 | 1.5382 | 47.4714 | -2.2764 | 31.2083 | -6.8107 | 33.3177 | -4.3836
1820 | -1.5645 | -10.0217 | 11.8427 | -9.3524 | 8.0836 | -16.829 | 31.278 | -4.5217 | 33.0892 | 2.2674 |  |  | 65.7535 | 5.5643 | 49.2478 | 1.5408 | 47.4164 | -2.3314 | 31.1943 | -6.8211 | 33.3372 | -4.3498
1821 | -1.5778 | -10.0347 | 11.8554 | -9.3394 | 8.0416 | -16.8394 | 31.2676 | -4.5113 | 33.0995 | 2.2778 |  |  | 65.7407 | 5.5981 | 49.225 | 1.5434 | 47.3614 | -2.3864 | 31.1647 | -6.8316 | 33.3568 | -4.3159
1822 | -1.6329 | -10.0894 | 11.803 | -9.3915 | 7.9902 | -16.9045 | 31.2508 | -4.5373 | 33.0734 | 2.2518 |  |  | 65.7186 | 5.5565 | 49.1996 | 1.4914 | 47.4626 | -2.2852 | 31.131 | -6.8732 | 33.361 | -4.3368
1823 | -1.6879 | -10.1441 | 11.7506 | -9.4435 | 7.9388 | -16.9696 | 31.2341 | -4.5633 | 33.0473 | 2.2257 |  |  | 65.6966 | 5.5148 | 49.147 | 1.4393 | 47.5639 | -2.184 | 31.0973 | -6.9149 | 33.3652 | -4.3576
1824 | -1.743 | -10.1988 | 11.6982 | -9.4956 | 7.9289 | -17.0347 | 31.2642 | -4.5894 | 33.0211 | 2.1997 |  |  | 65.7119 | 5.4731 | 49.1047 | 1.3872 | 47.6651 | -2.0827 | 31.104 | -6.9566 | 33.3694 | -4.3784
1825 | -1.6965 | -10.1519 | 11.7369 | -9.4566 | 7.9305 | -17.0086 | 31.3071 | -4.5217 | 33.0835 | 2.2622 |  |  | 65.7373 | 5.5226 | 49.1692 | 1.4575 | 47.558 | -2.1898 | 31.1217 | -6.9175 | 33.4044 | -4.3238
1826 | -1.65 | -10.105 | 11.7756 | -9.4175 | 7.932 | -16.9826 | 31.3501 | -4.454 | 33.1459 | 2.3247 |  |  | 65.7628 | 5.5721 | 49.2313 | 1.5278 | 47.4509 | -2.2969 | 31.1395 | -6.8784 | 33.4393 | -4.2691
1827 | -1.6035 | -10.0581 | 11.8143 | -9.3784 | 7.9221 | -16.9566 | 31.3881 | -4.3863 | 33.2083 | 2.3872 |  |  | 65.7934 | 5.6216 | 49.269 | 1.5981 | 47.3438 | -2.404 | 31.1557 | -6.8394 | 33.4742 | -4.2144
1828 | -1.5856 | -10.0399 | 11.8036 | -9.3889 | 7.909 | -16.9826 | 31.4247 | -4.3602 | 33.2264 | 2.4054 |  |  | 65.8254 | 5.6476 | 49.3034 | 1.5981 | 47.4477 | -2.3002 | 31.1714 | -6.8316 | 33.5053 | -4.1857
1829 | -1.5677 | -10.0217 | 11.7928 | -9.3993 | 7.8959 | -17.0086 | 31.4614 | -4.3342 | 33.2446 | 2.4236 |  |  | 65.8574 | 5.6736 | 49.3029 | 1.5981 | 47.5515 | -2.1963 | 31.1871 | -6.8238 | 33.5363 | -4.1571
1830 | -1.5499 | -10.0034 | 11.7821 | -9.4097 | 7.8692 | -17.0347 | 31.4865 | -4.3081 | 33.2627 | 2.4419 |  |  | 65.8726 | 5.6997 | 49.3039 | 1.5981 | 47.6553 | -2.0925 | 31.204 | -6.8159 | 33.5673 | -4.1284
1831 | -1.5424 | -9.9956 | 11.7687 | -9.4227 | 7.8386 | -17.0659 | 31.5084 | -4.2873 | 33.3042 | 2.4835 |  |  | 65.883 | 5.7049 | 49.3208 | 1.6164 | 47.5587 | -2.1892 | 31.2213 | -6.7951 | 33.5853 | -4.1128
1832 | -1.535 | -9.9878 | 11.7553 | -9.4357 | 7.8081 | -17.0972 | 31.5304 | -4.2665 | 33.3458 | 2.5252 |  |  | 65.8935 | 5.7101 | 49.3377 | 1.6346 | 47.462 | -2.2858 | 31.2385 | -6.7743 | 33.6033 | -4.0972
1833 | -1.5275 | -9.98 | 11.742 | -9.4488 | 7.7825 | -17.1284 | 31.5527 | -4.2456 | 33.3874 | 2.5669 |  |  | 65.9072 | 5.7153 | 49.353 | 1.6528 | 47.3653 | -2.3825 | 31.2463 | -6.7534 | 33.6213 | -4.0816
1834 | -1.5122 | -9.9644 | 11.7182 | -9.4722 | 7.7583 | -17.1493 | 31.5752 | -4.2222 | 33.4003 | 2.5799 |  |  | 65.9219 | 5.7335 | 49.3681 | 1.6658 | 47.4822 | -2.2656 | 31.2515 | -6.7534 | 33.6328 | -4.0659
1835 | -1.497 | -9.9488 | 11.6944 | -9.4956 | 7.7341 | -17.1701 | 31.5977 | -4.1988 | 33.4132 | 2.5929 |  |  | 65.9366 | 5.7518 | 49.3806 | 1.6789 | 47.599 | -2.1488 | 31.2567 | -6.7534 | 33.6442 | -4.0503
1836 | -1.4817 | -9.9331 | 11.6706 | -9.5191 | 7.7015 | -17.1909 | 31.6178 | -4.1753 | 33.4261 | 2.6059 |  |  | 65.9509 | 5.77 | 49.393 | 1.6919 | 47.7159 | -2.0319 | 31.2667 | -6.7534 | 33.6557 | -4.0347
1837 | -1.4717 | -9.9227 | 11.6364 | -9.5529 | 7.6665 | -17.23 | 31.6371 | -4.1571 | 33.4364 | 2.6164 |  |  | 65.9651 | 5.783 | 49.403 | 1.7023 | 47.6192 | -2.1286 | 31.278 | -6.7378 | 33.6554 | -4.0399
1838 | -1.4616 | -9.9123 | 11.6023 | -9.5868 | 7.6315 | -17.2691 | 31.6564 | -4.1389 | 33.4468 | 2.6268 |  |  | 65.9793 | 5.796 | 49.4137 | 1.7127 | 47.5225 | -2.2253 | 31.2894 | -6.7222 | 33.655 | -4.0451
1839 | -1.4516 | -9.9019 | 11.5681 | -9.6206 | 7.5928 | -17.3081 | 31.6702 | -4.1206 | 33.4571 | 2.6372 |  |  | 65.9925 | 5.8091 | 49.432 | 1.7231 | 47.4258 | -2.322 | 31.3039 | -6.7066 | 33.6547 | -4.0503
1840 | -1.4415 | -9.8915 | 11.5365 | -9.6519 | 7.5531 | -17.3472 | 31.6824 | -4.1102 | 33.4726 | 2.6528 |  |  | 66.0053 | 5.8221 | 49.4511 | 1.7518 | 47.5687 | -2.1791 | 31.3193 | -6.6909 | 33.6386 | -4.0503
1841 | -1.4315 | -9.881 | 11.5049 | -9.6831 | 7.5134 | -17.3863 | 31.6945 | -4.0998 | 33.4881 | 2.6684 |  |  | 66.0182 | 5.8351 | 49.4792 | 1.7804 | 47.7116 | -2.0362 | 31.3347 | -6.6753 | 33.6225 | -4.0503
1842 | -1.4214 | -9.8706 | 11.4733 | -9.7144 | 7.4423 | -17.4253 | 31.6797 | -4.0894 | 33.5036 | 2.6841 |  |  | 65.9892 | 5.8481 | 49.503 | 1.8091 | 47.8546 | -1.8932 | 31.3157 | -6.6597 | 33.6064 | -4.0503
1843 | -1.4608 | -9.9097 | 11.387 | -9.8003 | 7.362 | -17.5191 | 31.657 | -4.1232 | 33.4463 | 2.6268 |  |  | 65.9479 | 5.7882 | 49.4761 | 1.7804 | 47.7657 | -1.9821 | 31.2867 | -6.704 | 33.568 | -4.1284
1844 | -1.5003 | -9.9488 | 11.3007 | -9.8863 | 7.2817 | -17.6128 | 31.6343 | -4.1571 | 33.3889 | 2.5695 |  |  | 65.9066 | 5.7283 | 49.4524 | 1.7518 | 47.6768 | -2.071 | 31.2576 | -6.7482 | 33.5295 | -4.2066
1845 | -1.5397 | -9.9878 | 11.2145 | -9.9722 | 7.2591 | -17.7066 | 31.655 | -4.1909 | 33.3315 | 2.5122 |  |  | 65.9254 | 5.6684 | 49.4653 | 1.7231 | 47.5879 | -2.1598 | 31.2852 | -6.7925 | 33.4911 | -4.2847
1846 | -1.4619 | -9.9097 | 11.2402 | -9.9461 | 7.2537 | -17.6805 | 31.6887 | -4.1336 | 33.4069 | 2.5877 |  |  | 65.9621 | 5.7387 | 49.4819 | 1.7856 | 47.7178 | -2.03 | 31.3298 | -6.717 | 33.4918 | -4.2326
1847 | -1.3842 | -9.8316 | 11.2659 | -9.9201 | 7.2484 | -17.6545 | 31.7223 | -4.0764 | 33.4823 | 2.6632 |  |  | 65.9989 | 5.8091 | 49.5439 | 1.8481 | 47.8477 | -1.9001 | 31.3743 | -6.6415 | 33.4926 | -4.1805
1848 | -1.3064 | -9.7534 | 11.2916 | -9.8941 | 7.2011 | -17.6284 | 31.7129 | -4.0191 | 33.5577 | 2.7388 |  |  | 66.0002 | 5.8794 | 49.5996 | 1.9106 | 47.9776 | -1.7702 | 31.374 | -6.5659 | 33.4934 | -4.1284
1849 | -1.3459 | -9.7925 | 11.1923 | -9.993 | 7.1413 | -17.717 | 31.6905 | -4.0685 | 33.4821 | 2.6632 |  |  | 65.9909 | 5.8429 | 49.579 | 1.8872 | 47.9043 | -1.8434 | 31.3602 | -6.6102 | 33.4544 | -4.2144
1850 | -1.3853 | -9.8316 | 11.093 | -10.092 | 7.0814 | -17.8055 | 31.6681 | -4.118 | 33.4065 | 2.5877 |  |  | 65.9816 | 5.8065 | 49.562 | 1.8638 | 47.8311 | -1.9167 | 31.3464 | -6.6545 | 33.4154 | -4.3003
1851 | -1.4247 | -9.8706 | 10.9937 | -10.1909 | 7.0704 | -17.8941 | 31.6782 | -4.1675 | 33.3309 | 2.5122 |  |  | 65.9886 | 5.77 | 49.5911 | 1.8403 | 47.7579 | -1.9899 | 31.3626 | -6.6988 | 33.3765 | -4.3863
1852 | -1.3704 | -9.8159 | 11.009 | -10.1753 | 7.0743 | -17.8576 | 31.6983 | -4.1232 | 33.3776 | 2.5591 |  |  | 66.0004 | 5.7986 | 49.6248 | 1.9315 | 47.8747 | -1.8731 | 31.3879 | -6.6493 | 33.3587 | -4.3628
1853 | -1.3161 | -9.7613 | 11.0243 | -10.1597 | 7.0782 | -17.8211 | 31.7184 | -4.079 | 33.4244 | 2.6059 |  |  | 66.0123 | 5.8273 | 49.7154 | 2.0226 | 47.9916 | -1.7562 | 31.4132 | -6.5998 | 33.3409 | -4.3394
1854 | -1.2618 | -9.7066 | 11.0395 | -10.1441 | 7.0456 | -17.7847 | 31.7018 | -4.0347 | 33.4712 | 2.6528 |  |  | 66.0027 | 5.8559 | 49.7982 | 2.1138 | 48.1084 | -1.6394 | 31.4093 | -6.5503 | 33.3231 | -4.3159
1855 | -1.2986 | -9.743 | 10.9741 | -10.2092 | 7.0019 | -17.855 | 31.674 | -4.0868 | 33.4346 | 2.6164 |  |  | 65.9865 | 5.8247 | 49.7809 | 2.0929 | 48.0222 | -1.7256 | 31.3965 | -6.5842 | 33.2772 | -4.3993
1856 | -1.3354 | -9.7795 | 10.9087 | -10.2743 | 6.9581 | -17.9253 | 31.6462 | -4.1389 | 33.3981 | 2.5799 |  |  | 65.9704 | 5.7934 | 49.767 | 2.0721 | 47.9359 | -1.8119 | 31.3837 | -6.618 | 33.2313 | -4.4826
1857 | -1.3722 | -9.8159 | 10.8432 | -10.3394 | 6.9573 | -17.9956 | 31.6516 | -4.1909 | 33.3615 | 2.5434 |  |  | 65.9781 | 5.7622 | 49.7965 | 2.0513 | 47.8496 | -1.8981 | 31.408 | -6.6519 | 33.1854 | -4.5659
1858 | -1.3101 | -9.7534 | 10.8637 | -10.3185 | 6.9699 | -17.954 | 31.6672 | -4.1519 | 33.3952 | 2.5773 |  |  | 65.9933 | 5.7934 | 49.8301 | 2.1398 | 47.9691 | -1.7787 | 31.4438 | -6.592 | 33.1595 | -4.5581
1859 | -1.248 | -9.6909 | 10.8842 | -10.2977 | 6.9825 | -17.9123 | 31.6829 | -4.1128 | 33.429 | 2.6111 |  |  | 66.0085 | 5.8247 | 49.9181 | 2.2283 | 48.0886 | -1.6592 | 31.4797 | -6.5321 | 33.1336 | -4.5503
1860 | -1.1858 | -9.6284 | 10.9047 | -10.2769 | 6.9679 | -17.8706 | 31.6629 | -4.0738 | 33.4627 | 2.645 |  |  | 66.0033 | 5.8559 | 50.0004 | 2.3169 | 48.208 | -1.5397 | 31.476 | -6.4722 | 33.1077 | -4.5425
1861 | -1.2279 | -9.6701 | 10.8315 | -10.3498 | 6.9447 | -17.9149 | 31.6317 | -4.1284 | 33.4027 | 2.5851 |  |  | 65.9916 | 5.8299 | 50.0055 | 2.3195 | 48.1113 | -1.6364 | 31.4598 | -6.5139 | 33.0644 | -4.6206
1862 | -1.2699 | -9.7118 | 10.7582 | -10.4227 | 6.9216 | -17.9592 | 31.6005 | -4.1831 | 33.3428 | 2.5252 |  |  | 65.9799 | 5.8039 | 50.0135 | 2.3221 | 48.0146 | -1.7331 | 31.4437 | -6.5555 | 33.0212 | -4.6988
1863 | -1.3119 | -9.7534 | 10.6849 | -10.4956 | 6.9484 | -18.0034 | 31.6104 | -4.2378 | 33.2828 | 2.4653 |  |  | 65.9985 | 5.7778 | 50.0604 | 2.3247 | 47.918 | -1.8298 | 31.4671 | -6.5972 | 32.9779 | -4.7769
1864 | -1.2368 | -9.6779 | 10.7393 | -10.4409 | 6.991 | -17.9305 | 31.6333 | -4.1883 | 33.3347 | 2.5174 |  |  | 66.0268 | 5.8247 | 50.1109 | 2.4236 | 48.0218 | -1.726 | 31.503 | -6.5347 | 32.9587 | -4.756
1865 | -1.1616 | -9.6024 | 10.7936 | -10.3863 | 7.0337 | -17.8576 | 31.6561 | -4.1389 | 33.3867 | 2.5695 |  |  | 66.0551 | 5.8716 | 50.2094 | 2.5226 | 48.1256 | -1.6221 | 31.539 | -6.4722 | 32.9396 | -4.7352
1866 | -1.0865 | -9.5269 | 10.848 | -10.3316 | 7.0398 | -17.7847 | 31.6297 | -4.0894 | 33.4387 | 2.6216 |  |  | 66.0339 | 5.9184 | 50.3004 | 2.6216 | 48.2295 | -1.5183 | 31.5241 | -6.4097 | 32.9205 | -4.7144
1867 | -1.1467 | -9.5868 | 10.7956 | -10.3836 | 7.0341 | -17.8159 | 31.5874 | -4.1623 | 33.3787 | 2.5617 |  |  | 65.9969 | 5.8533 | 50.2881 | 2.6059 | 48.1562 | -1.5915 | 31.4929 | -6.4722 | 32.8738 | -4.8055
1868 | -1.207 | -9.6467 | 10.7432 | -10.4357 | 7.0285 | -17.8472 | 31.5451 | -4.2352 | 33.3187 | 2.5018 |  |  | 65.9598 | 5.7882 | 50.28 | 2.5903 | 48.083 | -1.6648 | 31.4617 | -6.5347 | 32.8272 | -4.8967
1869 | -1.2673 | -9.7066 | 10.6907 | -10.4878 | 7.0707 | -17.8784 | 31.5457 | -4.3081 | 33.2587 | 2.4419 |  |  | 65.9736 | 5.7231 | 50.3308 | 2.5747 | 48.0097 | -1.738 | 31.4729 | -6.5972 | 32.7806 | -4.9878
1870 | -1.213 | -9.6519 | 10.7659 | -10.4123 | 7.1285 | -17.7899 | 31.5602 | -4.2639 | 33.282 | 2.4653 |  |  | 66.0038 | 5.7856 | 50.3865 | 2.7023 | 48.0042 | -1.7436 | 31.4979 | -6.5425 | 32.7805 | -4.954
1871 | -1.1586 | -9.5972 | 10.8411 | -10.3368 | 7.1863 | -17.7014 | 31.5748 | -4.2196 | 33.3054 | 2.4888 |  |  | 66.0341 | 5.8481 | 50.5136 | 2.8299 | 47.9987 | -1.7491 | 31.5229 | -6.4878 | 32.7804 | -4.9201
1872 | -1.1043 | -9.5425 | 10.9163 | -10.2613 | 7.2388 | -17.6128 | 31.5792 | -4.1753 | 33.3287 | 2.5122 |  |  | 66.0473 | 5.9106 | 50.6349 | 2.9575 | 47.9931 | -1.7546 | 31.5363 | -6.4331 | 32.7803 | -4.8863
1873 | -1.1021 | -9.5399 | 10.9238 | -10.2534 | 7.2896 | -17.5738 | 31.5803 | -4.1883 | 33.3338 | 2.5174 |  |  | 66.055 | 5.9002 | 50.6713 | 2.9914 | 47.9798 | -1.768 | 31.5459 | -6.4383 | 32.7706 | -4.9071
1874 | -1.0998 | -9.5373 | 10.9312 | -10.2456 | 7.3405 | -17.5347 | 31.5814 | -4.2014 | 33.3389 | 2.5226 |  |  | 66.0627 | 5.8898 | 50.7079 | 3.0252 | 47.9664 | -1.7813 | 31.5555 | -6.4435 | 32.7609 | -4.9279
1875 | -1.0976 | -9.5347 | 10.9387 | -10.2378 | 7.382 | -17.4956 | 31.5702 | -4.2144 | 33.344 | 2.5278 |  |  | 66.0816 | 5.8794 | 50.7486 | 3.0591 | 47.9531 | -1.7947 | 31.5509 | -6.4488 | 32.7511 | -4.9488
1876 | -1.1006 | -9.5373 | 10.9696 | -10.2066 | 7.4204 | -17.4566 | 31.555 | -4.23 | 33.3491 | 2.533 |  |  | 66.1043 | 5.9132 | 50.7898 | 3.1085 | 47.9006 | -1.8471 | 31.5416 | -6.4592 | 32.7242 | -4.9644
1877 | -1.1036 | -9.5399 | 11.0006 | -10.1753 | 7.4588 | -17.4175 | 31.5397 | -4.2456 | 33.3542 | 2.5382 |  |  | 66.1269 | 5.9471 | 50.8387 | 3.158 | 47.8482 | -1.8995 | 31.5322 | -6.4696 | 32.6972 | -4.98
1878 | -1.1065 | -9.5425 | 11.0315 | -10.1441 | 7.4665 | -17.3784 | 31.4962 | -4.2613 | 33.3593 | 2.5434 |  |  | 66.1065 | 5.9809 | 50.8845 | 3.2075 | 47.7958 | -1.9519 | 31.4868 | -6.48 | 32.6702 | -4.9956
1879 | -1.172 | -9.6076 | 11.0129 | -10.1623 | 7.4639 | -17.3941 | 31.4432 | -4.3264 | 33.2785 | 2.4627 |  |  | 66.0718 | 5.9236 | 50.8804 | 3.2023 | 47.8163 | -1.9314 | 31.4293 | -6.5529 | 32.6314 | -5.0659
1880 | -1.2375 | -9.6727 | 10.9943 | -10.1805 | 7.4613 | -17.4097 | 31.3902 | -4.3915 | 33.1977 | 2.382 |  |  | 66.0371 | 5.8664 | 50.8786 | 3.1971 | 47.8368 | -1.9109 | 31.3717 | -6.6258 | 32.5926 | -5.1363
1881 | -1.303 | -9.7378 | 10.9758 | -10.1988 | 7.504 | -17.4253 | 31.3747 | -4.4566 | 33.1169 | 2.3013 |  |  | 66.038 | 5.8091 | 50.9108 | 3.1919 | 47.8573 | -1.8904 | 31.3624 | -6.6988 | 32.5538 | -5.2066
1882 | -1.2799 | -9.7144 | 11.0457 | -10.1284 | 7.562 | -17.342 | 31.3719 | -4.4383 | 33.1506 | 2.3351 |  |  | 66.0509 | 5.8455 | 50.9456 | 3.2674 | 47.8075 | -1.9402 | 31.3695 | -6.6649 | 32.559 | -5.1623
1883 | -1.2568 | -9.6909 | 11.1157 | -10.0581 | 7.6201 | -17.2586 | 31.3692 | -4.4201 | 33.1844 | 2.369 |  |  | 66.0639 | 5.882 | 51.0206 | 3.3429 | 47.7577 | -1.9901 | 31.3766 | -6.631 | 32.5643 | -5.118
1884 | -1.2338 | -9.6675 | 11.1857 | -9.9878 | 7.6411 | -17.1753 | 31.3381 | -4.4019 | 33.2181 | 2.4028 |  |  | 66.0432 | 5.9184 | 51.0902 | 3.4184 | 47.7079 | -2.0399 | 31.3393 | -6.5972 | 32.5695 | -5.0738
1885 | -1.2966 | -9.73 | 11.1776 | -9.9956 | 7.6494 | -17.1909 | 31.2974 | -4.4618 | 33.1529 | 2.3377 |  |  | 66.011 | 5.8637 | 51.0716 | 3.3976 | 47.7206 | -2.0272 | 31.2868 | -6.6779 | 32.5563 | -5.1232
1886 | -1.3595 | -9.7925 | 11.1694 | -10.0034 | 7.6577 | -17.2066 | 31.2566 | -4.5217 | 33.0877 | 2.2726 |  |  | 65.9787 | 5.8091 | 51.0552 | 3.3768 | 47.7332 | -2.0145 | 31.2343 | -6.7586 | 32.5431 | -5.1727
1887 | -1.4224 | -9.855 | 11.1613 | -10.0113 | 7.6972 | -17.2222 | 31.2553 | -4.5816 | 33.0225 | 2.2075 |  |  | 65.9966 | 5.7544 | 51.0744 | 3.3559 | 47.7459 | -2.0018 | 31.2247 | -6.8394 | 32.5299 | -5.2222
1888 | -1.3863 | -9.8185 | 11.2364 | -9.9357 | 7.7476 | -17.1493 | 31.2676 | -4.5451 | 33.0901 | 2.2752 |  |  | 66.0319 | 5.8195 | 51.0962 | 3.421 | 47.7039 | -2.0438 | 31.23 | -6.8055 | 32.545 | -5.1701
1889 | -1.3502 | -9.7821 | 11.3116 | -9.8602 | 7.798 | -17.0764 | 31.28 | -4.5086 | 33.1577 | 2.3429 |  |  | 66.0672 | 5.8846 | 51.1608 | 3.4861 | 47.6619 | -2.0858 | 31.2353 | -6.7717 | 32.5601 | -5.118
1890 | -1.3141 | -9.7456 | 11.3868 | -9.7847 | 7.8006 | -17.0034 | 31.2621 | -4.4722 | 33.2253 | 2.4106 |  |  | 66.0562 | 5.9497 | 51.2206 | 3.5513 | 47.6199 | -2.1278 | 31.1962 | -6.7378 | 32.5752 | -5.0659
1891 | -1.4004 | -9.8316 | 11.3552 | -9.8159 | 7.7866 | -17.0451 | 31.2336 | -4.5217 | 33.1523 | 2.3377 |  |  | 66.0289 | 5.8924 | 51.1991 | 3.5278 | 47.6378 | -2.1099 | 31.1415 | -6.8211 | 32.5709 | -5.1102
1892 | -1.4867 | -9.9175 | 11.3237 | -9.8472 | 7.7726 | -17.0868 | 31.205 | -4.5711 | 33.0793 | 2.2648 |  |  | 66.0017 | 5.8351 | 51.1793 | 3.5044 | 47.6557 | -2.092 | 31.0869 | -6.9045 | 32.5667 | -5.1545
1893 | -1.573 | -10.0034 | 11.2921 | -9.8784 | 7.7898 | -17.1284 | 31.2087 | -4.6206 | 33.0062 | 2.1919 |  |  | 66.0057 | 5.7778 | 51.1899 | 3.4809 | 47.6736 | -2.0741 | 31.0747 | -6.9878 | 32.5624 | -5.1988
1894 | -1.5422 | -9.9722 | 11.3647 | -9.8055 | 7.8182 | -17.0764 | 31.2238 | -4.5842 | 33.0426 | 2.2283 |  |  | 66.0209 | 5.8169 | 51.2025 | 3.5304 | 47.6212 | -2.1265 | 31.0776 | -6.9566 | 32.5943 | -5.1232
1895 | -1.5113 | -9.9409 | 11.4372 | -9.7326 | 7.8466 | -17.0243 | 31.2388 | -4.5477 | 33.079 | 2.2648 |  |  | 66.0361 | 5.8559 | 51.2515 | 3.5799 | 47.5688 | -2.1789 | 31.0804 | -6.9253 | 32.6263 | -5.0477
1896 | -1.4804 | -9.9097 | 11.5098 | -9.6597 | 7.837 | -16.9722 | 31.2159 | -4.5113 | 33.1153 | 2.3013 |  |  | 66.0094 | 5.895 | 51.2948 | 3.6294 | 47.5164 | -2.2313 | 31.0403 | -6.8941 | 32.6582 | -4.9722
1897 | -1.5511 | -9.98 | 11.4626 | -9.7066 | 7.8137 | -17.0191 | 31.1794 | -4.5711 | 33.0657 | 2.2518 |  |  | 65.9677 | 5.8273 | 51.2347 | 3.5669 | 47.5473 | -2.2004 | 30.9849 | -6.9774 | 32.6609 | -5.0113
1898 | -1.6218 | -10.0503 | 11.4154 | -9.7534 | 7.7905 | -17.0659 | 31.1429 | -4.631 | 33.0162 | 2.2023 |  |  | 65.926 | 5.7596 | 51.1775 | 3.5044 | 47.5782 | -2.1695 | 30.9295 | -7.0607 | 32.6637 | -5.0503
1899 | -1.6925 | -10.1206 | 11.3682 | -9.8003 | 7.8 | -17.1128 | 31.1569 | -4.6909 | 32.9666 | 2.1528 |  |  | 65.9359 | 5.6919 | 51.1738 | 3.4419 | 47.6091 | -2.1386 | 30.9213 | -7.1441 | 32.6664 | -5.0894
1900 | -1.659 | -10.0868 | 11.4251 | -9.743 | 7.8213 | -17.0685 | 31.1892 | -4.6284 | 33.0316 | 2.2179 |  |  | 65.9644 | 5.7518 | 51.1734 | 3.5044 | 47.6036 | -2.1441 | 30.9302 | -7.105 | 32.6997 | -5.0165
1901 | -1.6255 | -10.0529 | 11.4821 | -9.6857 | 7.8427 | -17.0243 | 31.2215 | -4.5659 | 33.0966 | 2.283 |  |  | 65.9929 | 5.8117 | 51.2354 | 3.5669 | 47.598 | -2.1497 | 30.9391 | -7.0659 | 32.733 | -4.9435
1902 | -1.592 | -10.0191 | 11.5391 | -9.6284 | 7.814 | -16.98 | 31.2282 | -4.5034 | 33.1616 | 2.3481 |  |  | 65.9851 | 5.8716 | 51.2903 | 3.6294 | 47.5925 | -2.1552 | 30.9165 | -7.0269 | 32.7663 | -4.8706
1903 | -1.6523 | -10.079 | 11.484 | -9.6831 | 7.7671 | -17.0555 | 31.2254 | -4.5269 | 33.1146 | 2.3013 |  |  | 65.9642 | 5.8247 | 51.2075 | 3.5434 | 47.6338 | -2.1139 | 30.8826 | -7.0842 | 32.7746 | -4.8993
1904 | -1.7126 | -10.1389 | 11.429 | -9.7378 | 7.7201 | -17.131 | 31.2227 | -4.5503 | 33.0676 | 2.2544 |  |  | 65.9432 | 5.7778 | 51.1279 | 3.4575 | 47.6751 | -2.0726 | 30.8486 | -7.1415 | 32.7828 | -4.9279
1905 | -1.7728 | -10.1988 | 11.374 | -9.7925 | 7.7123 | -17.2066 | 31.2493 | -4.5738 | 33.0206 | 2.2075 |  |  | 65.9665 | 5.7309 | 51.1134 | 3.3716 | 47.7165 | -2.0312 | 30.8651 | -7.1988 | 32.791 | -4.9566
1906 | -1.7133 | -10.1389 | 11.4179 | -9.7482 | 7.7189 | -17.1727 | 31.2867 | -4.5165 | 33.0987 | 2.2856 |  |  | 66.0061 | 5.7986 | 51.1026 | 3.4367 | 47.6771 | -2.0706 | 30.9002 | -7.1336 | 32.8343 | -4.8863
1907 | -1.6538 | -10.079 | 11.4619 | -9.704 | 7.7255 | -17.1389 | 31.3241 | -4.4592 | 33.1767 | 2.3638 |  |  | 66.0458 | 5.8664 | 51.1672 | 3.5018 | 47.6377 | -2.11 | 30.9353 | -7.0685 | 32.8776 | -4.8159
1908 | -1.5943 | -10.0191 | 11.5058 | -9.6597 | 7.7213 | -17.105 | 31.3542 | -4.4019 | 33.2547 | 2.4419 |  |  | 66.0684 | 5.9341 | 51.2292 | 3.5669 | 47.5983 | -2.1494 | 30.9605 | -7.0034 | 32.9209 | -4.7456
1909 | -1.5842 | -10.0086 | 11.4899 | -9.6753 | 7.7131 | -17.1258 | 31.3817 | -4.3836 | 33.2624 | 2.4497 |  |  | 66.0846 | 5.9341 | 51.2379 | 3.5747 | 47.6813 | -2.0664 | 30.982 | -6.9956 | 32.9423 | -4.7222
1910 | -1.5742 | -9.9982 | 11.4739 | -9.6909 | 7.705 | -17.1467 | 31.4092 | -4.3654 | 33.2701 | 2.4575 |  |  | 66.1009 | 5.9341 | 51.2453 | 3.5825 | 47.7643 | -1.9834 | 31.0035 | -6.9878 | 32.9637 | -4.6988
1911 | -1.5641 | -9.9878 | 11.4579 | -9.7066 | 7.6513 | -17.1675 | 31.4068 | -4.3472 | 33.2778 | 2.4653 |  |  | 66.0866 | 5.9341 | 51.229 | 3.5903 | 47.8473 | -1.9004 | 30.9891 | -6.98 | 32.9851 | -4.6753
1912 | -1.601 | -10.0243 | 11.3847 | -9.7795 | 7.5804 | -17.2534 | 31.3932 | -4.3706 | 33.2413 | 2.4289 |  |  | 66.0607 | 5.9002 | 51.2115 | 3.5486 | 47.7532 | -1.9945 | 30.9611 | -7.0191 | 32.976 | -4.7092
1913 | -1.6378 | -10.0607 | 11.3114 | -9.8524 | 7.5096 | -17.3394 | 31.3796 | -4.3941 | 33.2047 | 2.3924 |  |  | 66.0349 | 5.8664 | 51.1694 | 3.507 | 47.6591 | -2.0886 | 30.9332 | -7.0581 | 32.9668 | -4.743
1914 | -1.6746 | -10.0972 | 11.2382 | -9.9253 | 7.4861 | -17.4253 | 31.4174 | -4.4175 | 33.1682 | 2.3559 |  |  | 66.0547 | 5.8325 | 51.1321 | 3.4653 | 47.565 | -2.1827 | 30.9615 | -7.0972 | 32.9577 | -4.7769
1915 | -1.5995 | -10.0217 | 11.2743 | -9.8889 | 7.4805 | -17.4045 | 31.4747 | -4.3342 | 33.2566 | 2.4445 |  |  | 66.0918 | 5.8924 | 51.2046 | 3.5408 | 47.6897 | -2.058 | 31.0111 | -7.0191 | 32.9698 | -4.7326
1916 | -1.5243 | -9.9461 | 11.3104 | -9.8524 | 7.4749 | -17.3836 | 31.532 | -4.2508 | 33.345 | 2.533 |  |  | 66.1289 | 5.9523 | 51.2749 | 3.6164 | 47.8143 | -1.9334 | 31.0607 | -6.9409 | 32.982 | -4.6883
1917 | -1.4492 | -9.8706 | 11.3466 | -9.8159 | 7.4323 | -17.3628 | 31.5336 | -4.1675 | 33.4335 | 2.6216 |  |  | 66.138 | 6.0122 | 51.2963 | 3.6919 | 47.939 | -1.8087 | 31.0636 | -6.8628 | 32.9942 | -4.6441
1918 | -1.473 | -9.8941 | 11.2603 | -9.9019 | 7.3754 | -17.4435 | 31.5139 | -4.2196 | 33.3813 | 2.5695 |  |  | 66.1364 | 5.9914 | 51.3152 | 3.6554 | 47.8579 | -1.8898 | 31.0486 | -6.9071 | 32.9796 | -4.6961
1919 | -1.4968 | -9.9175 | 11.174 | -9.9878 | 7.3185 | -17.5243 | 31.4941 | -4.2717 | 33.3291 | 2.5174 |  |  | 66.1349 | 5.9705 | 51.2782 | 3.619 | 47.7768 | -1.9708 | 31.0336 | -6.9514 | 32.965 | -4.7482
1920 | -1.5206 | -9.9409 | 11.0878 | -10.0738 | 7.2981 | -17.605 | 31.5237 | -4.3238 | 33.2769 | 2.4653 |  |  | 66.1678 | 5.9497 | 51.2462 | 3.5825 | 47.6958 | -2.0519 | 31.0701 | -6.9956 | 32.9504 | -4.8003
1921 | -1.4481 | -9.868 | 11.1083 | -10.0529 | 7.292 | -17.5868 | 31.5722 | -4.243 | 33.3445 | 2.533 |  |  | 66.2141 | 6.0174 | 51.3317 | 3.671 | 47.8283 | -1.9194 | 31.1265 | -6.9071 | 32.9638 | -4.743
1922 | -1.3756 | -9.7951 | 11.1288 | -10.0321 | 7.2858 | -17.5685 | 31.6208 | -4.1623 | 33.4121 | 2.6007 |  |  | 66.2603 | 6.0851 | 51.4153 | 3.7596 | 47.9607 | -1.787 | 31.183 | -6.8185 | 32.9773 | -4.6857
1923 | -1.303 | -9.7222 | 11.1493 | -10.0113 | 7.2526 | -17.5503 | 31.6297 | -4.0816 | 33.4797 | 2.6684 |  |  | 66.2664 | 6.1528 | 51.452 | 3.8481 | 48.0932 | -1.6545 | 31.1997 | -6.73 | 32.9907 | -4.6284
1924 | -1.319 | -9.7378 | 11.0708 | -10.0894 | 7.2088 | -17.6128 | 31.623 | -4.1154 | 33.438 | 2.6268 |  |  | 66.2567 | 6.119 | 51.4866 | 3.8299 | 48.0069 | -1.7408 | 31.2009 | -6.756 | 32.9618 | -4.7014
1925 | -1.335 | -9.7534 | 10.9924 | -10.1675 | 7.165 | -17.6753 | 31.6164 | -4.1493 | 33.3962 | 2.5851 |  |  | 66.2469 | 6.0851 | 51.4679 | 3.8117 | 47.9206 | -1.827 | 31.2021 | -6.7821 | 32.9328 | -4.7743
1926 | -1.351 | -9.7691 | 10.9139 | -10.2456 | 7.1528 | -17.7378 | 31.644 | -4.1831 | 33.3544 | 2.5434 |  |  | 66.261 | 6.0512 | 51.4537 | 3.7934 | 47.8344 | -1.9133 | 31.2362 | -6.8081 | 32.9038 | -4.8472
1927 | -1.2863 | -9.704 | 10.9344 | -10.2248 | 7.1531 | -17.717 | 31.6853 | -4.118 | 33.422 | 2.6111 |  |  | 66.2845 | 6.0929 | 51.5576 | 3.9002 | 47.9825 | -1.7652 | 31.2833 | -6.7378 | 32.903 | -4.8081
1928 | -1.2216 | -9.6389 | 10.9549 | -10.204 | 7.1534 | -17.6961 | 31.7265 | -4.0529 | 33.4896 | 2.6789 |  |  | 66.3079 | 6.1346 | 51.6597 | 4.007 | 48.1306 | -1.6171 | 31.3304 | -6.6675 | 32.9022 | -4.7691
1929 | -1.1568 | -9.5738 | 10.9754 | -10.1831 | 7.124 | -17.6753 | 31.725 | -3.9878 | 33.5572 | 2.7466 |  |  | 66.306 | 6.1762 | 51.7132 | 4.1137 | 48.2787 | -1.469 | 31.3414 | -6.5972 | 32.9014 | -4.73
1930 | -1.178 | -9.5946 | 10.9022 | -10.256 | 7.0827 | -17.7352 | 31.7066 | -4.0321 | 33.5103 | 2.6997 |  |  | 66.2939 | 6.1476 | 51.7648 | 4.1111 | 48.1716 | -1.5761 | 31.3381 | -6.6232 | 32.868 | -4.7977
1931 | -1.1993 | -9.6154 | 10.8289 | -10.329 | 7.0414 | -17.7951 | 31.6881 | -4.0764 | 33.4633 | 2.6528 |  |  | 66.2818 | 6.119 | 51.7616 | 4.1085 | 48.0644 | -1.6832 | 31.3348 | -6.6493 | 32.8347 | -4.8654
1932 | -1.2205 | -9.6363 | 10.7557 | -10.4019 | 7.0416 | -17.855 | 31.6978 | -4.1206 | 33.4163 | 2.6059 |  |  | 66.3074 | 6.0903 | 51.7615 | 4.1059 | 47.9573 | -1.7903 | 31.3661 | -6.6753 | 32.8013 | -4.9331
1933 | -1.1635 | -9.579 | 10.7814 | -10.3758 | 7.0585 | -17.8133 | 31.7188 | -4.079 | 33.4787 | 2.6684 |  |  | 66.348 | 6.1528 | 51.8454 | 4.1919 | 48.1158 | -1.6318 | 31.4114 | -6.6076 | 32.7866 | -4.9175
1934 | -1.1066 | -9.5217 | 10.8071 | -10.3498 | 7.0754 | -17.7717 | 31.7398 | -4.0373 | 33.5411 | 2.7309 |  |  | 66.3887 | 6.2153 | 51.9283 | 4.2778 | 48.2744 | -1.4733 | 31.4566 | -6.5399 | 32.7719 | -4.9019
1935 | -1.0497 | -9.4644 | 10.8328 | -10.3238 | 7.0657 | -17.73 | 31.7301 | -3.9956 | 33.6035 | 2.7934 |  |  | 66.4067 | 6.2778 | 51.9809 | 4.3637 | 48.4329 | -1.3148 | 31.4654 | -6.4722 | 32.7573 | -4.8863
1936 | -1.0761 | -9.4904 | 10.7804 | -10.3758 | 7.0451 | -17.7691 | 31.7079 | -4.0373 | 33.5461 | 2.7361 |  |  | 66.4153 | 6.27 | 52.0325 | 4.382 | 48.3258 | -1.4219 | 31.4593 | -6.5008 | 32.7214 | -4.954
1937 | -1.1026 | -9.5165 | 10.728 | -10.4279 | 7.0245 | -17.8081 | 31.6857 | -4.079 | 33.4887 | 2.6789 |  |  | 66.424 | 6.2622 | 52.0502 | 4.4002 | 48.2186 | -1.529 | 31.4533 | -6.5295 | 32.6855 | -5.0217
1938 | -1.129 | -9.5425 | 10.6755 | -10.48 | 7.0426 | -17.8472 | 31.7017 | -4.1206 | 33.4313 | 2.6216 |  |  | 66.442 | 6.2544 | 52.0705 | 4.4184 | 48.1115 | -1.6361 | 31.479 | -6.5581 | 32.6497 | -5.0894
1939 | -1.0721 | -9.4852 | 10.7169 | -10.4383 | 7.0765 | -17.7899 | 31.7334 | -4.0659 | 33.4781 | 2.6684 |  |  | 66.4638 | 6.2856 | 52.1702 | 4.52 | 48.244 | -1.5036 | 31.5178 | -6.4982 | 32.639 | -5.0633
1940 | -1.0152 | -9.4279 | 10.7582 | -10.3967 | 7.1104 | -17.7326 | 31.7651 | -4.0113 | 33.5249 | 2.7153 |  |  | 66.4857 | 6.3169 | 52.2686 | 4.6216 | 48.3765 | -1.3712 | 31.5566 | -6.4383 | 32.6283 | -5.0373
1941 | -0.95824 | -9.3706 | 10.7996 | -10.355 | 7.1069 | -17.6753 | 31.7439 | -3.9566 | 33.5716 | 2.7622 |  |  | 66.4775 | 6.3481 | 52.3242 | 4.7231 | 48.5089 | -1.2387 | 31.5454 | -6.3784 | 32.6175 | -5.0113
1942 | -0.99768 | -9.4097 | 10.7497 | -10.4045 | 7.0879 | -17.717 | 31.7008 | -4.0295 | 33.5247 | 2.7153 |  |  | 66.4568 | 6.3117 | 52.3783 | 4.7309 | 48.3992 | -1.3484 | 31.5135 | -6.4383 | 32.5758 | -5.0946
1943 | -1.0371 | -9.4488 | 10.6999 | -10.454 | 7.0689 | -17.7586 | 31.6577 | -4.1024 | 33.4777 | 2.6684 |  |  | 66.4361 | 6.2752 | 52.3856 | 4.7387 | 48.2895 | -1.4581 | 31.4816 | -6.4982 | 32.534 | -5.1779
1944 | -1.0766 | -9.4878 | 10.6501 | -10.5034 | 7.0967 | -17.8003 | 31.6566 | -4.1753 | 33.4307 | 2.6216 |  |  | 66.4519 | 6.2387 | 52.3959 | 4.7466 | 48.1798 | -1.5678 | 31.4973 | -6.5581 | 32.4922 | -5.2613
1945 | -1.0249 | -9.4357 | 10.6993 | -10.454 | 7.1441 | -17.7248 | 31.6731 | -4.131 | 33.4671 | 2.658 |  |  | 66.483 | 6.2908 | 52.5084 | 4.8611 | 48.294 | -1.4536 | 31.5328 | -6.493 | 32.4994 | -5.2222
1946 | -0.97315 | -9.3836 | 10.7484 | -10.4045 | 7.1915 | -17.6493 | 31.6896 | -4.0868 | 33.5034 | 2.6945 |  |  | 66.5142 | 6.3429 | 52.62 | 4.9757 | 48.4083 | -1.3394 | 31.5684 | -6.4279 | 32.5065 | -5.1831
1947 | -0.92145 | -9.3316 | 10.7976 | -10.355 | 7.2316 | -17.5738 | 31.7002 | -4.0425 | 33.5398 | 2.7309 |  |  | 66.5389 | 6.395 | 52.6948 | 5.0903 | 48.5225 | -1.2251 | 31.5867 | -6.3628 | 32.5136 | -5.1441
1948 | -0.90881 | -9.3185 | 10.8207 | -10.3316 | 7.2686 | -17.5477 | 31.7083 | -4.0451 | 33.5501 | 2.7414 |  |  | 66.5608 | 6.408 | 52.7684 | 5.1242 | 48.4519 | -1.2958 | 31.5977 | -6.368 | 32.4955 | -5.1597
1949 | -0.89616 | -9.3055 | 10.8438 | -10.3081 | 7.3056 | -17.5217 | 31.7165 | -4.0477 | 33.5604 | 2.7518 |  |  | 66.5828 | 6.421 | 52.8018 | 5.158 | 48.3812 | -1.3664 | 31.6088 | -6.3732 | 32.4774 | -5.1753
1950 | -0.88352 | -9.2925 | 10.8669 | -10.2847 | 7.2995 | -17.4956 | 31.6735 | -4.0503 | 33.5707 | 2.7622 |  |  | 66.5523 | 6.4341 | 52.834 | 5.1919 | 48.3106 | -1.4371 | 31.5803 | -6.3784 | 32.4594 | -5.1909
1951 | -0.95161 | -9.3602 | 10.8197 | -10.3316 | 7.275 | -17.5347 | 31.6088 | -4.1336 | 33.4743 | 2.6658 |  |  | 66.4992 | 6.3611 | 52.821 | 5.1789 | 48.2972 | -1.4505 | 31.535 | -6.4357 | 32.409 | -5.2743
1952 | -1.0197 | -9.4279 | 10.7725 | -10.3784 | 7.2505 | -17.5738 | 31.5441 | -4.217 | 33.3778 | 2.5695 |  |  | 66.4462 | 6.2882 | 52.8096 | 5.1658 | 48.2838 | -1.4638 | 31.4896 | -6.493 | 32.3586 | -5.3576
1953 | -1.0878 | -9.4956 | 10.7253 | -10.4253 | 7.2726 | -17.6128 | 31.5318 | -4.3003 | 33.2813 | 2.4731 |  |  | 66.4545 | 6.2153 | 52.8609 | 5.1528 | 48.2705 | -1.4772 | 31.4847 | -6.5503 | 32.3082 | -5.4409
1954 | -1.0387 | -9.4461 | 10.7875 | -10.3628 | 7.3149 | -17.5451 | 31.5421 | -4.2613 | 33.3385 | 2.5304 |  |  | 66.4893 | 6.283 | 52.9138 | 5.2726 | 48.2649 | -1.4827 | 31.4971 | -6.5165 | 32.3042 | -5.4071
1955 | -0.98959 | -9.3967 | 10.8496 | -10.3003 | 7.3571 | -17.4774 | 31.5524 | -4.2222 | 33.3957 | 2.5877 |  |  | 66.5241 | 6.3507 | 53.033 | 5.3924 | 48.2594 | -1.4883 | 31.5095 | -6.4826 | 32.3003 | -5.3732
1956 | -0.94049 | -9.3472 | 10.9118 | -10.2378 | 7.3679 | -17.4097 | 31.5269 | -4.1831 | 33.4529 | 2.645 |  |  | 66.5218 | 6.4184 | 53.1492 | 5.5122 | 48.2538 | -1.4938 | 31.4824 | -6.4488 | 32.2963 | -5.3394
1957 | -1.006 | -9.4123 | 10.875 | -10.2743 | 7.365 | -17.4331 | 31.4857 | -4.2482 | 33.3955 | 2.5877 |  |  | 66.5034 | 6.3742 | 53.1294 | 5.4914 | 48.1988 | -1.5489 | 31.4381 | -6.5165 | 32.2697 | -5.3993
1958 | -1.0715 | -9.4774 | 10.8382 | -10.3107 | 7.3621 | -17.4566 | 31.4445 | -4.3133 | 33.3381 | 2.5304 |  |  | 66.4849 | 6.3299 | 53.1105 | 5.4705 | 48.1437 | -1.6039 | 31.3937 | -6.5842 | 32.2431 | -5.4592
1959 | -1.1369 | -9.5425 | 10.8014 | -10.3472 | 7.3917 | -17.48 | 31.4352 | -4.3784 | 33.2807 | 2.4731 |  |  | 66.4929 | 6.2856 | 53.1325 | 5.4497 | 48.0887 | -1.6589 | 31.3831 | -6.6519 | 32.2165 | -5.5191
1960 | -1.1061 | -9.5113 | 10.8662 | -10.2821 | 7.4357 | -17.4149 | 31.4399 | -4.3524 | 33.3119 | 2.5044 |  |  | 66.5125 | 6.3247 | 53.1554 | 5.5174 | 48.1144 | -1.6332 | 31.3872 | -6.6258 | 32.2164 | -5.4852
1961 | -1.0752 | -9.48 | 10.931 | -10.217 | 7.4797 | -17.3498 | 31.4446 | -4.3264 | 33.343 | 2.5356 |  |  | 66.5321 | 6.3637 | 53.2226 | 5.5851 | 48.1401 | -1.6075 | 31.3913 | -6.5998 | 32.2163 | -5.4514
1962 | -1.0443 | -9.4488 | 10.9958 | -10.1519 | 7.4852 | -17.2847 | 31.4168 | -4.3003 | 33.3742 | 2.5669 |  |  | 66.5123 | 6.4028 | 53.2879 | 5.6528 | 48.1658 | -1.5818 | 31.3536 | -6.5738 | 32.2162 | -5.4175
1963 | -1.115 | -9.5191 | 10.9616 | -10.1857 | 7.4735 | -17.3185 | 31.3744 | -4.3628 | 33.2933 | 2.4861 |  |  | 66.4751 | 6.3429 | 53.2545 | 5.619 | 48.1134 | -1.6342 | 31.2973 | -6.6545 | 32.1919 | -5.48
1964 | -1.1857 | -9.5894 | 10.9274 | -10.2196 | 7.4619 | -17.3524 | 31.3321 | -4.4253 | 33.2125 | 2.4054 |  |  | 66.4378 | 6.283 | 53.2222 | 5.5851 | 48.0609 | -1.6867 | 31.241 | -6.7352 | 32.1676 | -5.5425
1965 | -1.2564 | -9.6597 | 10.8932 | -10.2534 | 7.483 | -17.3863 | 31.3242 | -4.4878 | 33.1317 | 2.3247 |  |  | 66.4347 | 6.2231 | 53.2518 | 5.5512 | 48.0085 | -1.7391 | 31.2273 | -6.8159 | 32.1434 | -5.605
1966 | -1.2282 | -9.631 | 10.958 | -10.1883 | 7.5187 | -17.329 | 31.3316 | -4.4592 | 33.1732 | 2.3664 |  |  | 66.4468 | 6.257 | 53.2825 | 5.6476 | 48.0134 | -1.7342 | 31.2325 | -6.7847 | 32.1604 | -5.5477
1967 | -1.1999 | -9.6024 | 11.0228 | -10.1232 | 7.5544 | -17.2717 | 31.339 | -4.4305 | 33.2148 | 2.408 |  |  | 66.4589 | 6.2908 | 53.3783 | 5.744 | 48.0182 | -1.7294 | 31.2378 | -6.7534 | 32.1774 | -5.4904
1968 | -1.1716 | -9.5738 | 11.0875 | -10.0581 | 7.552 | -17.2144 | 31.307 | -4.4019 | 33.2564 | 2.4497 |  |  | 66.443 | 6.3247 | 53.4716 | 5.8403 | 48.0231 | -1.7245 | 31.2014 | -6.7222 | 32.1945 | -5.4331
1969 | -1.2423 | -9.6441 | 11.0403 | -10.105 | 7.5324 | -17.256 | 31.2571 | -4.4748 | 33.1807 | 2.3742 |  |  | 66.4145 | 6.2778 | 53.4099 | 5.7778 | 47.9629 | -1.7848 | 31.1462 | -6.8029 | 32.183 | -5.4826
1970 | -1.313 | -9.7144 | 10.9931 | -10.1519 | 7.5128 | -17.2977 | 31.2073 | -4.5477 | 33.1051 | 2.2986 |  |  | 66.3859 | 6.2309 | 53.3491 | 5.7153 | 47.9026 | -1.845 | 31.0909 | -6.8836 | 32.1716 | -5.5321
1971 | -1.3837 | -9.7847 | 10.9459 | -10.1988 | 7.5301 | -17.3394 | 31.2035 | -4.6206 | 33.0295 | 2.2231 |  |  | 66.3999 | 6.1841 | 53.3541 | 5.6528 | 47.8424 | -1.9052 | 31.0773 | -6.9644 | 32.1602 | -5.5816
1972 | -1.3581 | -9.7586 | 11.0159 | -10.1284 | 7.5641 | -17.2821 | 31.2207 | -4.5764 | 33.0685 | 2.2622 |  |  | 66.4331 | 6.2414 | 53.3601 | 5.7283 | 47.8603 | -1.8874 | 31.0828 | -6.9331 | 32.1809 | -5.5217
1973 | -1.3324 | -9.7326 | 11.0859 | -10.0581 | 7.5981 | -17.2248 | 31.2379 | -4.5321 | 33.1074 | 2.3013 |  |  | 66.4664 | 6.2986 | 53.4351 | 5.8039 | 47.8781 | -1.8695 | 31.0882 | -6.9019 | 32.2017 | -5.4618
1974 | -1.3067 | -9.7066 | 11.1559 | -9.9878 | 7.5899 | -17.1675 | 31.2116 | -4.4878 | 33.1464 | 2.3403 |  |  | 66.4445 | 6.3559 | 53.5086 | 5.8794 | 47.896 | -1.8516 | 31.0534 | -6.8706 | 32.2224 | -5.4019
1975 | -1.3696 | -9.7691 | 11.1113 | -10.0321 | 7.5621 | -17.2196 | 31.1651 | -4.5607 | 33.0786 | 2.2726 |  |  | 66.397 | 6.2778 | 53.4724 | 5.8429 | 47.8462 | -1.9014 | 31 | -6.9488 | 32.2123 | -5.454
1976 | -1.4325 | -9.8316 | 11.0667 | -10.0764 | 7.5343 | -17.2717 | 31.1187 | -4.6336 | 33.0108 | 2.2049 |  |  | 66.3496 | 6.1997 | 53.4366 | 5.8065 | 47.7964 | -1.9512 | 30.9466 | -7.0269 | 32.2023 | -5.506
1977 | -1.4954 | -9.8941 | 11.0221 | -10.1206 | 7.5431 | -17.3238 | 31.1241 | -4.7066 | 32.9429 | 2.1372 |  |  | 66.358 | 6.1216 | 53.4408 | 5.77 | 47.7466 | -2.0011 | 30.938 | -7.105 | 32.1922 | -5.5581
1978 | -1.4645 | -9.8628 | 11.0764 | -10.0659 | 7.5689 | -17.2743 | 31.1535 | -4.6467 | 32.9949 | 2.1893 |  |  | 66.3924 | 6.1893 | 53.4455 | 5.8169 | 47.7618 | -1.9858 | 30.9502 | -7.0659 | 32.226 | -5.4826
1979 | -1.4336 | -9.8316 | 11.1308 | -10.0113 | 7.5947 | -17.2248 | 31.183 | -4.5868 | 33.0469 | 2.2414 |  |  | 66.4268 | 6.257 | 53.4918 | 5.8637 | 47.7771 | -1.9705 | 30.9624 | -7.0269 | 32.2597 | -5.4071
1980 | -1.4028 | -9.8003 | 11.1852 | -9.9566 | 7.5882 | -17.1753 | 31.174 | -4.5269 | 33.0989 | 2.2934 |  |  | 66.4289 | 6.3247 | 53.5373 | 5.9106 | 47.7924 | -1.9552 | 30.9434 | -6.9878 | 32.2935 | -5.3316
1981 | -1.45 | -9.8472 | 11.1458 | -9.9956 | 7.5665 | -17.217 | 31.1471 | -4.579 | 33.0597 | 2.2544 |  |  | 66.4159 | 6.2882 | 53.5008 | 5.8742 | 47.8311 | -1.9165 | 30.9098 | -7.0425 | 32.2978 | -5.3654
1982 | -1.4973 | -9.8941 | 11.1064 | -10.0347 | 7.5449 | -17.2586 | 31.1201 | -4.631 | 33.0205 | 2.2153 |  |  | 66.4029 | 6.2518 | 53.4645 | 5.8377 | 47.8698 | -1.8778 | 30.8762 | -7.0972 | 32.3022 | -5.3993
1983 | -1.5446 | -9.9409 | 11.067 | -10.0738 | 7.549 | -17.3003 | 31.1334 | -4.6831 | 32.9814 | 2.1763 |  |  | 66.4053 | 6.2153 | 53.4663 | 5.8012 | 47.9085 | -1.8391 | 30.8855 | -7.1519 | 32.3066 | -5.4331
1984 | -1.4981 | -9.8941 | 11.1109 | -10.0295 | 7.5651 | -17.2665 | 31.1658 | -4.6258 | 33.0229 | 2.2179 |  |  | 66.415 | 6.2387 | 53.4683 | 5.8429 | 47.8743 | -1.8733 | 30.9153 | -7.0972 | 32.3423 | -5.3576
1985 | -1.4516 | -9.8472 | 11.1549 | -9.9852 | 7.5813 | -17.2326 | 31.1981 | -4.5685 | 33.0645 | 2.2596 |  |  | 66.4247 | 6.2622 | 53.5095 | 5.8846 | 47.8401 | -1.9075 | 30.9451 | -7.0425 | 32.3781 | -5.2821
1986 | -1.4051 | -9.8003 | 11.1988 | -9.9409 | 7.5558 | -17.1988 | 31.1912 | -4.5113 | 33.1061 | 2.3013 |  |  | 66.4135 | 6.2856 | 53.5502 | 5.9262 | 47.8059 | -1.9417 | 30.9301 | -6.9878 | 32.4138 | -5.2066
1987 | -1.4549 | -9.8498 | 11.1464 | -9.993 | 7.5103 | -17.2665 | 31.1655 | -4.5607 | 33.0617 | 2.257 |  |  | 66.3924 | 6.2518 | 53.5395 | 5.9158 | 47.8603 | -1.8873 | 30.8938 | -7.0503 | 32.4143 | -5.2482
1988 | -1.5048 | -9.8993 | 11.094 | -10.0451 | 7.4649 | -17.3342 | 31.1399 | -4.6102 | 33.0173 | 2.2127 |  |  | 66.3713 | 6.2179 | 53.5289 | 5.9054 | 47.9146 | -1.833 | 30.8575 | -7.1128 | 32.4148 | -5.2899
1989 | -1.5547 | -9.9488 | 11.0416 | -10.0972 | 7.4612 | -17.4019 | 31.1647 | -4.6597 | 32.973 | 2.1684 |  |  | 66.381 | 6.1841 | 53.5438 | 5.895 | 47.9689 | -1.7787 | 30.8702 | -7.1753 | 32.4152 | -5.3316
1990 | -1.4847 | -9.8784 | 11.0881 | -10.0503 | 7.4777 | -17.3602 | 31.2139 | -4.5816 | 33.0536 | 2.2492 |  |  | 66.4055 | 6.2257 | 53.5589 | 5.9367 | 47.9399 | -1.8076 | 30.9064 | -7.1102 | 32.4572 | -5.2482
1991 | -1.4148 | -9.8081 | 11.1347 | -10.0034 | 7.4942 | -17.3185 | 31.2631 | -4.5034 | 33.1342 | 2.3299 |  |  | 66.43 | 6.2674 | 53.6001 | 5.9783 | 47.911 | -1.8366 | 30.9426 | -7.0451 | 32.4991 | -5.1649
1992 | -1.3449 | -9.7378 | 11.1812 | -9.9566 | 7.4701 | -17.2769 | 31.2772 | -4.4253 | 33.2148 | 2.4106 |  |  | 66.4238 | 6.3091 | 53.6409 | 6.02 | 47.882 | -1.8656 | 30.9492 | -6.98 | 32.541 | -5.0816
1993 | -1.3817 | -9.7743 | 11.121 | -10.0165 | 7.4263 | -17.3446 | 31.2743 | -4.4514 | 33.1574 | 2.3533 |  |  | 66.4026 | 6.27 | 53.6119 | 5.9914 | 47.9389 | -1.8087 | 30.9414 | -7.0086 | 32.5466 | -5.1102
1994 | -1.4186 | -9.8107 | 11.0608 | -10.0764 | 7.3825 | -17.4123 | 31.2713 | -4.4774 | 33.1 | 2.296 |  |  | 66.3815 | 6.2309 | 53.583 | 5.9627 | 47.9958 | -1.7517 | 30.9335 | -7.0373 | 32.5523 | -5.1389
1995 | -1.4554 | -9.8472 | 11.0006 | -10.1363 | 7.3724 | -17.48 | 31.3002 | -4.5034 | 33.0426 | 2.2388 |  |  | 66.3998 | 6.1919 | 53.5953 | 5.9341 | 48.0528 | -1.6948 | 30.9631 | -7.0659 | 32.5579 | -5.1675
1996 | -1.3803 | -9.7717 | 11.0289 | -10.1076 | 7.3789 | -17.4514 | 31.3447 | -4.4383 | 33.1311 | 2.3273 |  |  | 66.4374 | 6.2518 | 53.6078 | 5.9887 | 48.0368 | -1.7108 | 31.0111 | -6.9956 | 32.5807 | -5.1102
1997 | -1.3052 | -9.6961 | 11.0572 | -10.079 | 7.3854 | -17.4227 | 31.3892 | -4.3732 | 33.2195 | 2.4158 |  |  | 66.475 | 6.3117 | 53.662 | 6.0434 | 48.0208 | -1.7268 | 31.0591 | -6.9253 | 32.6036 | -5.0529
1998 | -1.23 | -9.6206 | 11.0855 | -10.0503 | 7.3495 | -17.3941 | 31.4013 | -4.3081 | 33.308 | 2.5044 |  |  | 66.4786 | 6.3716 | 53.7161 | 6.0981 | 48.0049 | -1.7427 | 31.0691 | -6.855 | 32.6264 | -4.9956
1999 | -1.2564 | -9.6467 | 11.0097 | -10.1258 | 7.2925 | -17.4748 | 31.3974 | -4.3316 | 33.2584 | 2.4549 |  |  | 66.4655 | 6.3377 | 53.7104 | 6.0929 | 48.1087 | -1.6389 | 31.0603 | -6.8863 | 32.6121 | -5.0503
2000 | -1.2829 | -9.6727 | 10.9338 | -10.2014 | 7.2355 | -17.5555 | 31.3934 | -4.355 | 33.2088 | 2.4054 |  |  | 66.4523 | 6.3039 | 53.7047 | 6.0877 | 48.2125 | -1.5351 | 31.0515 | -6.9175 | 32.5979 | -5.105
2001 | -1.3093 | -9.6988 | 10.858 | -10.2769 | 7.219 | -17.6363 | 31.4263 | -4.3784 | 33.1592 | 2.3559 |  |  | 66.4982 | 6.27 |  |  | 48.3163 | -1.4313 | 31.0857 | -6.9488 | 32.5836 | -5.1597
2002 | -1.2264 | -9.6154 | 10.8811 | -10.2534 | 7.2228 | -17.6076 | 31.4775 | -4.3055 | 33.219 | 2.4158 |  |  | 66.5735 | 6.3768 |  |  | 48.243 | -1.5045 | 31.1413 | -6.868 | 32.6089 | -5.092
2003 | -1.1434 | -9.5321 | 10.9042 | -10.23 | 7.2265 | -17.579 | 31.5288 | -4.2326 | 33.2788 | 2.4757 |  |  | 66.6489 | 6.4835 |  |  | 48.1698 | -1.5778 | 31.197 | -6.7873 | 32.6342 | -5.0243
2004 | -1.0605 | -9.4488 | 10.9273 | -10.2066 | 7.1871 | -17.5503 | 31.5377 | -4.1597 | 33.3386 | 2.5356 |  |  | 66.6709 | 6.5903 |  |  | 48.0965 | -1.6511 | 31.218 | -6.7066 | 32.6595 | -4.9566
2005 | -1.0921 | -9.48 | 10.8437 | -10.2899 | 7.1259 | -17.6363 | 31.5252 | -4.1961 | 33.3124 | 2.5096 |  |  | 66.666 | 6.5539 |  |  | 48.1925 | -1.5551 | 31.2214 | -6.7248 | 32.6428 | -5.0113
2006 | -1.1237 | -9.5113 | 10.76 | -10.3732 | 7.0647 | -17.7222 | 31.5128 | -4.2326 | 33.2863 | 2.4835 |  |  | 66.6611 | 6.5174 |  |  | 48.2885 | -1.4591 | 31.2249 | -6.743 | 32.6262 | -5.0659
2007 | -1.1554 | -9.5425 | 10.6763 | -10.4566 | 7.0499 | -17.8081 | 31.5461 | -4.2691 | 33.2602 | 2.4575 |  |  | 66.6755 | 6.4809 |  |  | 48.3845 | -1.3631 | 31.2704 | -6.7613 | 32.6095 | -5.1206
2008 | -1.0672 | -9.454 | 10.702 | -10.4305 | 7.0588 | -17.7717 | 31.6027 | -4.1857 | 33.3356 | 2.533 |  |  | 66.6997 | 6.5226 |  |  | 48.3321 | -1.4155 | 31.3372 | -6.6701 | 32.6169 | -5.0764
2009 | -0.97906 | -9.3654 | 10.7278 | -10.4045 | 7.0676 | -17.7352 | 31.6594 | -4.1024 | 33.411 | 2.6085 |  |  | 66.7239 | 6.5643 |  |  | 48.2796 | -1.4679 | 31.404 | -6.579 | 32.6243 | -5.0321
2010 | -0.8909 | -9.2769 | 10.7535 | -10.3784 | 7.0393 | -17.6988 | 31.6664 | -4.0191 | 33.4864 | 2.6841 |  |  | 66.7287 | 6.6059 |  |  | 48.2272 | -1.5204 | 31.4223 | -6.4878 | 32.6318 | -4.9878
2011 | -0.91733 | -9.3029 | 10.6698 | -10.4618 | 6.9918 | -17.7691 | 31.6479 | -4.0659 | 33.4316 | 2.6294 |  |  | 66.7235 | 6.5877 |  |  | 48.3206 | -1.427 | 31.4158 | -6.5217 | 32.598 | -5.0581
2012 | -0.94376 | -9.329 | 10.5862 | -10.5451 | 6.9444 | -17.8394 | 31.6295 | -4.1128 | 33.3768 | 2.5747 |  |  | 66.7182 | 6.5695 |  |  | 48.414 | -1.3336 | 31.4092 | -6.5555 | 32.5641 | -5.1284
2013 | -0.97019 | -9.355 | 10.5025 | -10.6284 | 6.9311 | -17.9097 | 31.643 | -4.1597 | 33.322 | 2.52 |  |  | 66.7365 | 6.5512 |  |  | 48.5074 | -1.2402 | 31.4408 | -6.5894 | 32.5303 | -5.1988
2014 | -0.89246 | -9.2769 | 10.5282 | -10.6024 | 6.9353 | -17.8836 | 31.6732 | -4.1076 | 33.4105 | 2.6085 |  |  | 66.7668 | 6.5955 |  |  | 48.4784 | -1.2692 | 31.4921 | -6.5139 | 32.5259 | -5.1701
2015 | -0.81472 | -9.1988 | 10.5539 | -10.5764 | 6.9396 | -17.8576 | 31.7033 | -4.0555 | 33.4989 | 2.6971 |  |  | 66.7972 | 6.6398 |  |  | 48.4494 | -1.2981 | 31.5434 | -6.4383 | 32.5214 | -5.1415
2016 | -0.73698 | -9.1206 | 10.5796 | -10.5503 | 6.9151 | -17.8316 | 31.6996 | -4.0034 | 33.5873 | 2.7856 |  |  | 66.8059 | 6.6841 |  |  | 48.4204 | -1.3272 | 31.5531 | -6.3628 | 32.5169 | -5.1128
2017 | -0.77643 | -9.1597 | 10.5142 | -10.6154 | 6.8754 | -17.8889 | 31.6782 | -4.0451 | 33.5195 | 2.7179 |  |  | 66.8032 | 6.6684 |  |  | 48.48 | -1.2676 | 31.5409 | -6.3993 | 32.4846 | -5.1779
2018 | -0.81588 | -9.1988 | 10.4488 | -10.6805 | 6.8357 | -17.9461 | 31.6568 | -4.0868 | 33.4517 | 2.6502 |  |  | 66.8005 | 6.6528 |  |  | 48.5395 | -1.2081 | 31.5287 | -6.4357 | 32.4523 | -5.243
2019 | -0.85533 | -9.2378 | 10.3834 | -10.7456 | 6.8441 | -18.0034 | 31.6726 | -4.1284 | 33.3839 | 2.5825 |  |  | 66.8372 | 6.6372 |  |  | 48.599 | -1.1485 | 31.5565 | -6.4722 | 32.4199 | -5.3081
2020 | -0.79062 | -9.1727 | 10.4247 | -10.704 | 6.8778 | -17.9435 | 31.7081 | -4.0711 | 33.4515 | 2.6502 |  |  | 66.8947 | 6.7153 |  |  | 48.5622 | -1.1853 | 31.6054 | -6.3993 | 32.4279 | -5.2743
2021 | -0.7259 | -9.1076 | 10.466 | -10.6623 | 6.9116 | -17.8836 | 31.7436 | -4.0139 | 33.5191 | 2.7179 |  |  | 66.9522 | 6.7934 |  |  | 48.5254 | -1.2221 | 31.6543 | -6.3264 | 32.4359 | -5.2404
2022 | -0.66119 | -9.0425 | 10.5074 | -10.6206 | 6.934 | -17.8238 | 31.7678 | -3.9566 | 33.5867 | 2.7856 |  |  | 66.9937 | 6.8716 |  |  | 48.4886 | -1.259 | 31.6908 | -6.2534 | 32.4439 | -5.2066
2023 | -0.64856 | -9.0295 | 10.5097 | -10.618 | 6.9505 | -17.8185 | 31.7862 | -3.9487 | 33.5996 | 2.7986 |  |  | 67.0269 | 6.8924 |  |  | 48.5377 | -1.2098 | 31.7207 | -6.2352 | 32.4224 | -5.2248
2024 | -0.63592 | -9.0165 | 10.5119 | -10.6154 | 6.967 | -17.8133 | 31.8045 | -3.9409 | 33.6126 | 2.8117 |  |  | 67.06 | 6.9132 |  |  | 48.5869 | -1.1607 | 31.7506 | -6.217 | 32.401 | -5.243
2025 | -0.62329 | -9.0034 | 10.5142 | -10.6128 | 6.9479 | -17.8081 | 31.7667 | -3.9331 | 33.6255 | 2.8247 |  |  | 67.0173 | 6.9341 |  |  | 48.636 | -1.1116 | 31.729 | -6.1988 | 32.3795 | -5.2613
2026 | -0.70181 | -9.0816 | 10.4436 | -10.6831 | 6.9097 | -17.8576 | 31.6988 | -4.0217 | 33.5551 | 2.7544 |  |  | 66.9339 | 6.8221 |  |  | 48.5888 | -1.1588 | 31.6797 | -6.2665 | 32.328 | -5.3498
2027 | -0.78032 | -9.1597 | 10.3729 | -10.7534 | 6.8714 | -17.9071 | 31.6309 | -4.1102 | 33.4846 | 2.6841 |  |  | 66.8505 | 6.7101 |  |  | 48.5415 | -1.206 | 31.6304 | -6.3342 | 32.2764 | -5.4383
2028 | -0.85884 | -9.2378 | 10.3023 | -10.8238 | 6.8944 | -17.9566 | 31.6276 | -4.1988 | 33.4142 | 2.6138 |  |  | 66.8624 | 6.5981 |  |  | 48.4943 | -1.2532 | 31.6432 | -6.4019 | 32.2248 | -5.5269
2029 | -0.79673 | -9.1753 | 10.3853 | -10.7404 | 6.9504 | -17.8706 | 31.6593 | -4.1336 | 33.4923 | 2.6919 |  |  | 66.9258 | 6.7101 |  |  | 48.5486 | -1.1989 | 31.6896 | -6.3238 | 32.2361 | -5.467
2030 | -0.73462 | -9.1128 | 10.4683 | -10.6571 | 7.0065 | -17.7847 | 31.6909 | -4.0685 | 33.5703 | 2.77 |  |  | 66.9892 | 6.8221 |  |  | 48.603 | -1.1446 | 31.736 | -6.2456 | 32.2473 | -5.4071
2031 | -0.67251 | -9.0503 | 10.5513 | -10.5738 | 7.0154 | -17.6988 | 31.6767 | -4.0034 | 33.6483 | 2.8481 |  |  | 66.9927 | 6.9341 |  |  | 48.6573 | -1.0902 | 31.7222 | -6.1675 | 32.2586 | -5.3472
2032 | -0.74321 | -9.1206 | 10.5067 | -10.618 | 6.9986 | -17.743 | 31.6374 | -4.0711 | 33.5779 | 2.7778 |  |  | 66.9635 | 6.8664 |  |  | 48.5996 | -1.1479 | 31.6755 | -6.2482 | 32.2226 | -5.4253
2033 | -0.81391 | -9.1909 | 10.4621 | -10.6623 | 6.9818 | -17.7873 | 31.598 | -4.1389 | 33.5075 | 2.7075 |  |  | 66.9343 | 6.7986 |  |  | 48.542 | -1.2055 | 31.6288 | -6.329 | 32.1866 | -5.5034
2034 | -0.88461 | -9.2613 | 10.4175 | -10.7066 | 7.0022 | -17.8316 | 31.5864 | -4.2066 | 33.437 | 2.6372 |  |  | 66.9237 | 6.7309 |  |  | 48.4844 | -1.2632 | 31.6207 | -6.4097 | 32.1505 | -5.5816
2035 | -0.86678 | -9.243 | 10.4771 | -10.6467 | 7.0433 | -17.7665 | 31.59 | -4.1831 | 33.4552 | 2.6554 |  |  | 66.9233 | 6.7492 |  |  | 48.4527 | -1.2948 | 31.6338 | -6.3706 | 32.1627 | -5.5477
2036 | -0.84894 | -9.2248 | 10.5367 | -10.5868 | 7.0843 | -17.7014 | 31.5936 | -4.1597 | 33.4733 | 2.6736 |  |  | 66.9229 | 6.7674 |  |  | 48.4211 | -1.3264 | 31.647 | -6.3316 | 32.1749 | -5.5139
2037 | -0.8311 | -9.2066 | 10.5963 | -10.5269 | 7.1206 | -17.6363 | 31.5993 | -4.1363 | 33.4914 | 2.6919 |  |  | 66.9383 | 6.7856 |  |  | 48.3895 | -1.358 | 31.6569 | -6.2925 | 32.1871 | -5.48
2038 | -0.82889 | -9.204 | 10.6298 | -10.493 | 7.1544 | -17.6102 | 31.6061 | -4.1336 | 33.4887 | 2.6893 |  |  | 66.9625 | 6.8117 |  |  | 48.4777 | -1.2698 | 31.6651 | -6.2925 | 32.1926 | -5.4618
2039 | -0.82667 | -9.2014 | 10.6633 | -10.4592 | 7.1882 | -17.5842 | 31.613 | -4.131 | 33.486 | 2.6867 |  |  | 66.9867 | 6.8377 |  |  | 48.5659 | -1.1816 | 31.6732 | -6.2925 | 32.198 | -5.4435
2040 | -0.82446 | -9.1988 | 10.6969 | -10.4253 | 7.1813 | -17.5581 | 31.5736 | -4.1284 | 33.4833 | 2.6841 |  |  | 66.9712 | 6.8637 |  |  | 48.6541 | -1.0934 | 31.6393 | -6.2925 | 32.2034 | -5.4253
2041 | -0.89777 | -9.2717 | 10.6471 | -10.4748 | 7.1514 | -17.6024 | 31.5084 | -4.2118 | 33.4077 | 2.6085 |  |  | 66.9336 | 6.8091 |  |  | 48.5235 | -1.224 | 31.5818 | -6.3654 | 32.1683 | -5.4982
2042 | -0.97108 | -9.3446 | 10.5972 | -10.5243 | 7.1215 | -17.6467 | 31.4432 | -4.2951 | 33.332 | 2.533 |  |  | 66.8959 | 6.7544 |  |  | 48.393 | -1.3546 | 31.5242 | -6.4383 | 32.1333 | -5.5711
2043 | -1.0444 | -9.4175 | 10.5474 | -10.5738 | 7.1292 | -17.6909 | 31.4278 | -4.3784 | 33.2564 | 2.4575 |  |  | 66.884 | 6.6997 |  |  | 48.2624 | -1.4851 | 31.5039 | -6.5113 | 32.0983 | -5.6441
2044 | -1.0239 | -9.3967 | 10.6096 | -10.5113 | 7.1581 | -17.6415 | 31.4405 | -4.3394 | 33.2902 | 2.4914 |  |  | 66.8865 | 6.7179 |  |  | 48.2803 | -1.4673 | 31.5045 | -6.4904 | 32.1188 | -5.5816
2045 | -1.0035 | -9.3758 | 10.6718 | -10.4488 | 7.1871 | -17.592 | 31.4533 | -4.3003 | 33.3239 | 2.5252 |  |  | 66.889 | 6.7361 |  |  | 48.2981 | -1.4494 | 31.5052 | -6.4696 | 32.1393 | -5.5191
2046 | -0.98306 | -9.355 | 10.734 | -10.3863 | 7.1804 | -17.5425 | 31.4265 | -4.2613 | 33.3577 | 2.5591 |  |  | 66.874 | 6.7544 |  |  | 48.316 | -1.4315 | 31.4794 | -6.4488 | 32.1598 | -5.4566
2047 | -1.0486 | -9.4201 | 10.692 | -10.4279 | 7.1533 | -17.5894 | 31.3771 | -4.3342 | 33.2977 | 2.4992 |  |  | 66.849 | 6.7179 |  |  | 48.3026 | -1.4449 | 31.4385 | -6.506 | 32.1459 | -5.5086
2048 | -1.1141 | -9.4852 | 10.65 | -10.4696 | 7.1263 | -17.6363 | 31.3277 | -4.4071 | 33.2377 | 2.4393 |  |  | 66.8239 | 6.6815 |  |  | 48.2893 | -1.4583 | 31.3976 | -6.5633 | 32.1319 | -5.5607
2049 | -1.1795 | -9.5503 | 10.608 | -10.5113 | 7.1423 | -17.6831 | 31.3284 | -4.48 | 33.1777 | 2.3794 |  |  | 66.8345 | 6.645 |  |  | 48.2759 | -1.4716 | 31.3944 | -6.6206 | 32.118 | -5.6128
2050 | -1.1383 | -9.5086 | 10.6754 | -10.4435 | 7.1831 | -17.618 | 31.3579 | -4.4227 | 33.2062 | 2.408 |  |  | 66.8656 | 6.6945 |  |  | 48.2182 | -1.5293 | 31.4129 | -6.5816 | 32.1443 | -5.5503
2051 | -1.097 | -9.467 | 10.7428 | -10.3758 | 7.224 | -17.5529 | 31.3875 | -4.3654 | 33.2348 | 2.4367 |  |  | 66.8968 | 6.744 |  |  | 48.1606 | -1.5869 | 31.4314 | -6.5425 | 32.1707 | -5.4878
2052 | -1.0557 | -9.4253 | 10.8102 | -10.3081 | 7.2186 | -17.4878 | 31.3759 | -4.3081 | 33.2633 | 2.4653 |  |  | 66.8874 | 6.7934 |  |  | 48.1029 | -1.6446 | 31.412 | -6.5034 | 32.197 | -5.4253
2053 | -1.1134 | -9.4826 | 10.7525 | -10.3654 | 7.1865 | -17.5451 | 31.3404 | -4.368 | 33.2137 | 2.4158 |  |  | 66.8545 | 6.7387 |  |  | 48.1208 | -1.6267 | 31.3708 | -6.5659 | 32.1899 | -5.4644
2054 | -1.1711 | -9.5399 | 10.6949 | -10.4227 | 7.1544 | -17.6024 | 31.305 | -4.4279 | 33.1641 | 2.3664 |  |  | 66.8215 | 6.6841 |  |  | 48.1387 | -1.6088 | 31.3295 | -6.6284 | 32.1827 | -5.5034
2055 | -1.2288 | -9.5972 | 10.6373 | -10.48 | 7.1541 | -17.6597 | 31.3098 | -4.4878 | 33.1146 | 2.3169 |  |  | 66.8319 | 6.6294 |  |  | 48.1566 | -1.591 | 31.3266 | -6.6909 | 32.1756 | -5.5425
2056 | -1.1849 | -9.5529 | 10.7021 | -10.4149 | 7.1723 | -17.6206 | 31.3381 | -4.4357 | 33.1691 | 2.3716 |  |  | 66.8675 | 6.6893 |  |  | 48.1979 | -1.5497 | 31.3461 | -6.6493 | 32.1981 | -5.4904
2057 | -1.141 | -9.5086 | 10.7669 | -10.3498 | 7.1905 | -17.5816 | 31.3664 | -4.3836 | 33.2237 | 2.4263 |  |  | 66.9031 | 6.7492 |  |  | 48.2392 | -1.5084 | 31.3657 | -6.6076 | 32.2207 | -5.4383
2058 | -1.0971 | -9.4644 | 10.8317 | -10.2847 | 7.1723 | -17.5425 | 31.3578 | -4.3316 | 33.2783 | 2.4809 |  |  | 66.9073 | 6.8091 |  |  | 48.2805 | -1.467 | 31.3525 | -6.5659 | 32.2433 | -5.3863
2059 | -1.1574 | -9.5243 | 10.7662 | -10.3498 | 7.1325 | -17.6024 | 31.3273 | -4.3836 | 33.2027 | 2.4054 |  |  | 66.8929 | 6.7752 |  |  | 48.2358 | -1.5117 | 31.3198 | -6.618 | 32.2382 | -5.4201
2060 | -1.2177 | -9.5842 | 10.7008 | -10.4149 | 7.0927 | -17.6623 | 31.2968 | -4.4357 | 33.1271 | 2.3299 |  |  | 66.8785 | 6.7414 |  |  | 48.1912 | -1.5563 | 31.2872 | -6.6701 | 32.2331 | -5.454
2061 | -1.278 | -9.6441 | 10.6354 | -10.48 | 7.0865 | -17.7222 | 31.3055 | -4.4878 | 33.0514 | 2.2544 |  |  | 66.8983 | 6.7075 |  |  | 48.1466 | -1.6009 | 31.2978 | -6.7222 | 32.2279 | -5.4878
2062 | -1.2289 | -9.5946 | 10.6819 | -10.4331 | 7.1002 | -17.6883 | 31.3377 | -4.4331 | 33.1242 | 2.3273 |  |  | 66.9384 | 6.7674 |  |  | 48.1931 | -1.5544 | 31.3341 | -6.6623 | 32.2507 | -5.4331
2063 | -1.1798 | -9.5451 | 10.7285 | -10.3863 | 7.1138 | -17.6545 | 31.3698 | -4.3784 | 33.1971 | 2.4002 |  |  | 66.9786 | 6.8273 |  |  | 48.2396 | -1.5079 | 31.3704 | -6.6024 | 32.2734 | -5.3784
2064 | -1.1308 | -9.4956 | 10.775 | -10.3394 | 7.0895 | -17.6206 | 31.3657 | -4.3238 | 33.2699 | 2.4731 |  |  | 66.9626 | 6.8872 |  |  | 48.2861 | -1.4614 | 31.366 | -6.5425 | 32.2962 | -5.3238
2065 | -1.1884 | -9.5529 | 10.7122 | -10.4019 | 7.0423 | -17.6883 | 31.3397 | -4.3706 | 33.2255 | 2.4289 |  |  | 66.913 | 6.8091 |  |  | 48.2545 | -1.493 | 31.337 | -6.5946 | 32.2813 | -5.3732
2066 | -1.2461 | -9.6102 | 10.6494 | -10.4644 | 6.9952 | -17.756 | 31.3137 | -4.4175 | 33.1811 | 2.3846 |  |  | 66.8635 | 6.7309 |  |  | 48.2229 | -1.5246 | 31.308 | -6.6467 | 32.2664 | -5.4227
2067 | -1.3038 | -9.6675 | 10.5866 | -10.5269 | 6.9914 | -17.8238 | 31.3299 | -4.4644 | 33.1367 | 2.3403 |  |  | 66.8859 | 6.6528 |  |  | 48.1913 | -1.5562 | 31.3288 | -6.6988 | 32.2516 | -5.4722
2068 | -1.2391 | -9.6024 | 10.6357 | -10.4774 | 7.0139 | -17.7769 | 31.3715 | -4.3993 | 33.2043 | 2.408 |  |  | 66.9521 | 6.757 |  |  | 48.1962 | -1.5514 | 31.3797 | -6.6206 | 32.2732 | -5.4149
2069 | -1.1744 | -9.5373 | 10.6849 | -10.4279 | 7.0364 | -17.73 | 31.4131 | -4.3342 | 33.2719 | 2.4757 |  |  | 67.0183 | 6.8611 |  |  | 48.201 | -1.5465 | 31.4306 | -6.5425 | 32.2949 | -5.3576
2070 | -1.1097 | -9.4722 | 10.734 | -10.3784 | 7.016 | -17.6831 | 31.4192 | -4.2691 | 33.3396 | 2.5434 |  |  | 67.0156 | 6.9653 |  |  | 48.2059 | -1.5416 | 31.4393 | -6.4644 | 32.3165 | -5.3003
2071 | -1.157 | -9.5191 | 10.6764 | -10.4357 | 6.9693 | -17.7534 | 31.4035 | -4.3055 | 33.2848 | 2.4888 |  |  | 66.9709 | 6.882 |  |  | 48.3018 | -1.4457 | 31.4222 | -6.506 | 32.3019 | -5.3524
2072 | -1.2042 | -9.5659 | 10.6188 | -10.493 | 6.9226 | -17.8238 | 31.3878 | -4.342 | 33.23 | 2.4341 |  |  | 66.9261 | 6.7986 |  |  | 48.3978 | -1.3497 | 31.4051 | -6.5477 | 32.2872 | -5.4045
2073 | -1.2515 | -9.6128 | 10.5612 | -10.5503 | 6.9172 | -17.8941 | 31.4064 | -4.3784 | 33.1752 | 2.3794 |  |  | 66.9431 | 6.7153 |  |  | 48.4938 | -1.2537 | 31.4226 | -6.5894 | 32.2725 | -5.4566
2074 | -1.1868 | -9.5477 | 10.6025 | -10.5086 | 6.9373 | -17.8498 | 31.4463 | -4.3185 | 33.261 | 2.4653 |  |  | 66.9981 | 6.8065 |  |  | 48.4544 | -1.2931 | 31.4614 | -6.5295 | 32.3005 | -5.3889
2075 | -1.1221 | -9.4826 | 10.6439 | -10.467 | 6.9573 | -17.8055 | 31.4861 | -4.2586 | 33.3468 | 2.5513 |  |  | 67.0531 | 6.8976 |  |  | 48.415 | -1.3325 | 31.5001 | -6.4696 | 32.3285 | -5.3211
2076 | -1.0574 | -9.4175 | 10.6852 | -10.4253 | 6.9294 | -17.7613 | 31.4845 | -4.1988 | 33.4327 | 2.6372 |  |  | 67.0524 | 6.9887 |  |  | 48.3756 | -1.3719 | 31.5084 | -6.4097 | 32.3565 | -5.2534
2077 | -1.1073 | -9.467 | 10.6198 | -10.4904 | 6.8717 | -17.8446 | 31.4573 | -4.2482 | 33.3675 | 2.5721 |  |  | 67.0171 | 6.921 |  |  | 48.4794 | -1.2681 | 31.4978 | -6.4383 | 32.3378 | -5.3081
2078 | -1.1571 | -9.5165 | 10.5544 | -10.5555 | 6.814 | -17.9279 | 31.43 | -4.2977 | 33.3023 | 2.507 |  |  | 66.9819 | 6.8533 |  |  | 48.5832 | -1.1643 | 31.4871 | -6.467 | 32.3191 | -5.3628
2079 | -1.207 | -9.5659 | 10.4889 | -10.6206 | 6.8025 | -18.0113 | 31.4488 | -4.3472 | 33.237 | 2.4419 |  |  | 67.0157 | 6.7856 |  |  | 48.687 | -1.0605 | 31.5099 | -6.4956 | 32.3004 | -5.4175
2080 | -1.1397 | -9.4982 | 10.5329 | -10.5764 | 6.8201 | -17.967 | 31.4964 | -4.2743 | 33.3073 | 2.5122 |  |  | 67.0927 | 6.9002 |  |  | 48.6449 | -1.1025 | 31.5535 | -6.4331 | 32.311 | -5.3732
2081 | -1.0724 | -9.4305 | 10.5768 | -10.5321 | 6.8376 | -17.9227 | 31.544 | -4.2014 | 33.3775 | 2.5825 |  |  | 67.1698 | 7.0148 |  |  | 48.6029 | -1.1446 | 31.5971 | -6.3706 | 32.3217 | -5.329
2082 | -1.0051 | -9.3628 | 10.6208 | -10.4878 | 6.8166 | -17.8784 | 31.5473 | -4.1284 | 33.4477 | 2.6528 |  |  | 67.1936 | 7.1294 |  |  | 48.5609 | -1.1866 | 31.6065 | -6.3081 | 32.3323 | -5.2847
2083 | -1.0549 | -9.4123 | 10.5606 | -10.5477 | 6.7711 | -17.9461 | 31.5226 | -4.1779 | 33.3851 | 2.5903 |  |  | 67.1836 | 7.0877 |  |  | 48.6725 | -1.075 | 31.5942 | -6.3394 | 32.3035 | -5.3472
2084 | -1.1048 | -9.4618 | 10.5003 | -10.6076 | 6.7257 | -18.0139 | 31.4979 | -4.2274 | 33.3225 | 2.5278 |  |  | 67.1736 | 7.046 |  |  | 48.7841 | -0.96336 | 31.5819 | -6.3706 | 32.2747 | -5.4097
2085 | -1.1547 | -9.5113 | 10.4401 | -10.6675 | 6.7207 | -18.0816 | 31.5098 | -4.2769 | 33.2599 | 2.4653 |  |  | 67.1822 | 7.0044 |  |  | 48.8957 | -0.85174 | 31.606 | -6.4019 | 32.2459 | -5.4722
2086 | -1.0952 | -9.4514 | 10.4867 | -10.6206 | 6.7416 | -18.0373 | 31.5451 | -4.2196 | 33.3301 | 2.5356 |  |  | 67.2026 | 7.0408 |  |  | 48.8433 | -0.90419 | 31.6534 | -6.3342 | 32.252 | -5.4331
2087 | -1.0357 | -9.3915 | 10.5332 | -10.5738 | 6.7625 | -17.993 | 31.5805 | -4.1623 | 33.4003 | 2.6059 |  |  | 67.223 | 7.0773 |  |  | 48.7909 | -0.95663 | 31.7008 | -6.2665 | 32.258 | -5.3941
2088 | -0.9762 | -9.3316 | 10.5798 | -10.5269 | 6.7417 | -17.9488 | 31.576 | -4.105 | 33.4705 | 2.6763 |  |  | 67.2239 | 7.1137 |  |  | 48.7384 | -1.0091 | 31.6985 | -6.1988 | 32.264 | -5.355
2089 | -1.0443 | -9.3993 | 10.5118 | -10.5946 | 6.694 | -18.0191 | 31.5458 | -4.1571 | 33.4183 | 2.6242 |  |  | 67.2125 | 7.0903 |  |  | 48.863 | -0.88444 | 31.6643 | -6.2586 | 32.2359 | -5.4175
2090 | -1.1124 | -9.467 | 10.4437 | -10.6623 | 6.6463 | -18.0894 | 31.5157 | -4.2092 | 33.3661 | 2.5721 |  |  | 67.201 | 7.0669 |  |  | 48.9877 | -0.7598 | 31.6301 | -6.3185 | 32.2078 | -5.48
2091 | -1.1805 | -9.5347 | 10.3757 | -10.73 | 6.6514 | -18.1597 | 31.5276 | -4.2613 | 33.3139 | 2.52 |  |  | 67.2212 | 7.0434 |  |  | 49.1123 | -0.63517 | 31.6508 | -6.3784 | 32.1796 | -5.5425
2092 | -1.121 | -9.4748 | 10.4483 | -10.6571 | 6.6906 | -18.092 | 31.5667 | -4.1988 | 33.3841 | 2.5903 |  |  | 67.262 | 7.1007 |  |  | 48.9896 | -0.75792 | 31.707 | -6.2925 | 32.1916 | -5.493
2093 | -1.0615 | -9.4149 | 10.5209 | -10.5842 | 6.7298 | -18.0243 | 31.6058 | -4.1363 | 33.4543 | 2.6606 |  |  | 67.3028 | 7.158 |  |  | 48.8668 | -0.88068 | 31.7633 | -6.2066 | 32.2036 | -5.4435
2094 | -1.002 | -9.355 | 10.5935 | -10.5113 | 6.7218 | -17.9566 | 31.5985 | -4.0738 | 33.5245 | 2.7309 |  |  | 67.3019 | 7.2153 |  |  | 48.744 | -1.0034 | 31.7708 | -6.1206 | 32.2156 | -5.3941
2095 | -1.0467 | -9.3993 | 10.5333 | -10.5711 | 6.6828 | -18.0217 | 31.561 | -4.1363 | 33.4593 | 2.6658 |  |  | 67.2737 | 7.1658 |  |  | 48.8869 | -0.86057 | 31.7463 | -6.1727 | 32.1816 | -5.4644
2096 | -1.0914 | -9.4435 | 10.4731 | -10.631 | 6.6439 | -18.0868 | 31.5234 | -4.1988 | 33.3941 | 2.6007 |  |  | 67.2456 | 7.1164 |  |  | 49.0298 | -0.71771 | 31.7218 | -6.2248 | 32.1476 | -5.5347
2097 | -1.136 | -9.4878 | 10.4128 | -10.6909 | 6.6515 | -18.1519 | 31.5221 | -4.2613 | 33.3289 | 2.5356 |  |  | 67.2609 | 7.0669 |  |  | 49.1726 | -0.57484 | 31.737 | -6.2769 | 32.1136 | -5.605
2098 | -1.0948 | -9.4461 | 10.462 | -10.6415 | 6.6899 | -18.0868 | 31.5447 | -4.217 | 33.4043 | 2.6111 |  |  | 67.3049 | 7.1346 |  |  | 49.0941 | -0.65333 | 31.7784 | -6.2118 | 32.1136 | -5.5685
2099 | -1.0535 | -9.4045 | 10.5111 | -10.592 | 6.7283 | -18.0217 | 31.5673 | -4.1727 | 33.4797 | 2.6867 |  |  | 67.3489 | 7.2023 |  |  | 49.0157 | -0.73182 | 31.8198 | -6.1467 | 32.1136 | -5.5321
2100 | -1.0122 | -9.3628 | 10.5603 | -10.5425 | 6.7236 | -17.9566 | 31.5553 | -4.1284 | 33.5552 | 2.7622 |  |  | 67.3469 | 7.27 |  |  | 48.9372 | -0.81031 | 31.814 | -6.0816 | 32.1136 | -5.4956
2101 | -1.0673 | -9.4175 | 10.5157 | -10.5868 | 6.6902 | -18.0139 | 31.5201 | -4.1831 | 33.4795 | 2.6867 |  |  | 67.3145 | 7.2127 |  |  | 48.9316 | -0.81588 | 31.7769 | -6.1441 | 32.0701 | -5.579
2102 | -1.1224 | -9.4722 | 10.4711 | -10.631 | 6.6568 | -18.0711 | 31.485 | -4.2378 | 33.4039 | 2.6111 |  |  | 67.282 | 7.1554 |  |  | 48.926 | -0.82145 | 31.7397 | -6.2066 | 32.0266 | -5.6623
2103 | -1.1775 | -9.5269 | 10.4265 | -10.6753 | 6.6736 | -18.1284 | 31.483 | -4.2925 | 33.3283 | 2.5356 |  |  | 67.2857 | 7.0981 |  |  | 48.9204 | -0.82702 | 31.7472 | -6.2691 | 31.9831 | -5.7456
2104 | -1.1336 | -9.4826 | 10.5043 | -10.5972 | 6.7241 | -18.0503 | 31.5031 | -4.2534 | 33.3907 | 2.5981 |  |  | 67.3137 | 7.1476 |  |  | 48.9565 | -0.79093 | 31.7845 | -6.2066 | 31.9896 | -5.6988
2105 | -1.0898 | -9.4383 | 10.5821 | -10.5191 | 6.7747 | -17.9722 | 31.5232 | -4.2144 | 33.4531 | 2.6606 |  |  | 67.3417 | 7.1971 |  |  | 48.9926 | -0.75484 | 31.8219 | -6.1441 | 31.996 | -5.6519
2106 | -1.0459 | -9.3941 | 10.6599 | -10.4409 | 6.7753 | -17.8941 | 31.4998 | -4.1753 | 33.5155 | 2.7231 |  |  | 67.3339 | 7.2466 |  |  | 49.0287 | -0.71874 | 31.8069 | -6.0816 | 32.0024 | -5.605
2107 | -1.127 | -9.4748 | 10.5945 | -10.506 | 6.7423 | -17.954 | 31.4468 | -4.2508 | 33.4242 | 2.632 |  |  | 67.3018 | 7.1945 |  |  | 48.9737 | -0.77379 | 31.7566 | -6.1597 | 31.9666 | -5.6805
2108 | -1.2081 | -9.5555 | 10.5291 | -10.5711 | 6.7092 | -18.0139 | 31.3938 | -4.3264 | 33.333 | 2.5408 |  |  | 67.2697 | 7.1424 |  |  | 48.9186 | -0.82885 | 31.7062 | -6.2378 | 31.9307 | -5.756
2109 | -1.2893 | -9.6363 | 10.4637 | -10.6363 | 6.7294 | -18.0738 | 31.3844 | -4.4019 | 33.2417 | 2.4497 |  |  | 67.2902 | 7.0903 |  |  | 48.8636 | -0.8839 | 31.7038 | -6.3159 | 31.8948 | -5.8316
2110 | -1.235 | -9.5816 | 10.5545 | -10.5451 | 6.7858 | -17.9878 | 31.4047 | -4.3576 | 33.2911 | 2.4992 |  |  | 67.3465 | 7.1736 |  |  | 48.8163 | -0.93114 | 31.7341 | -6.2586 | 31.9083 | -5.7795
2111 | -1.1807 | -9.5269 | 10.6453 | -10.454 | 6.8423 | -17.9019 | 31.425 | -4.3133 | 33.3405 | 2.5486 |  |  | 67.4028 | 7.257 |  |  | 48.7691 | -0.97838 | 31.7644 | -6.2014 | 31.9219 | -5.7274
2112 | -1.1264 | -9.4722 | 10.7361 | -10.3628 | 6.8527 | -17.8159 | 31.4061 | -4.2691 | 33.3898 | 2.5981 |  |  | 67.4032 | 7.3403 |  |  | 48.7218 | -1.0256 | 31.7511 | -6.1441 | 31.9354 | -5.6753
2113 | -1.2075 | -9.5529 | 10.6968 | -10.4019 | 6.8315 | -17.8628 | 31.3603 | -4.3368 | 33.3246 | 2.533 |  |  | 67.3651 | 7.2726 |  |  | 48.7345 | -1.013 | 31.7078 | -6.2118 | 31.9098 | -5.7378
2114 | -1.2887 | -9.6336 | 10.6574 | -10.4409 | 6.8102 | -17.9097 | 31.3145 | -4.4045 | 33.2594 | 2.4679 |  |  | 67.327 | 7.2049 |  |  | 48.7472 | -1.0003 | 31.6646 | -6.2795 | 31.8843 | -5.8003
2115 | -1.3698 | -9.7144 | 10.618 | -10.48 | 6.8279 | -17.9566 | 31.3099 | -4.4722 | 33.1942 | 2.4028 |  |  | 67.3158 | 7.1372 |  |  | 48.7598 | -0.98765 | 31.6562 | -6.3472 | 31.8588 | -5.8628
2116 | -1.3337 | -9.6779 | 10.6958 | -10.4019 | 6.8724 | -17.8889 | 31.334 | -4.4253 | 33.2332 | 2.4419 |  |  | 67.3232 | 7.1632 |  |  | 48.7256 | -1.0219 | 31.672 | -6.3107 | 31.8769 | -5.8055
2117 | -1.2977 | -9.6415 | 10.7736 | -10.3238 | 6.917 | -17.8211 | 31.3581 | -4.3784 | 33.2721 | 2.4809 |  |  | 67.3306 | 7.1893 |  |  | 48.6914 | -1.0561 | 31.6878 | -6.2743 | 31.895 | -5.7482
2118 | -1.2616 | -9.605 | 10.8514 | -10.2456 | 6.9194 | -17.7534 | 31.3339 | -4.3316 | 33.3111 | 2.52 |  |  | 67.3169 | 7.2153 |  |  | 48.6571 | -1.0903 | 31.6589 | -6.2378 | 31.9131 | -5.6909
2119 | -1.3454 | -9.6883 | 10.8068 | -10.2899 | 6.8923 | -17.8029 | 31.2759 | -4.4149 | 33.2224 | 2.4315 |  |  | 67.2883 | 7.1736 |  |  | 48.6177 | -1.1297 | 31.5989 | -6.3211 | 31.8828 | -5.7613
2120 | -1.4291 | -9.7717 | 10.7622 | -10.3342 | 6.8652 | -17.8524 | 31.2178 | -4.4982 | 33.1338 | 2.3429 |  |  | 67.2597 | 7.132 |  |  | 48.5783 | -1.1692 | 31.5389 | -6.4045 | 31.8526 | -5.8316
2121 | -1.5128 | -9.855 | 10.7176 | -10.3784 | 6.8812 | -17.9019 | 31.2063 | -4.5816 | 33.0451 | 2.2544 |  |  | 67.2553 | 7.0903 |  |  | 48.5389 | -1.2086 | 31.5302 | -6.4878 | 31.8223 | -5.9019
2122 | -1.4768 | -9.8185 | 10.7902 | -10.3055 | 6.9275 | -17.8316 | 31.2275 | -4.5347 | 33.0971 | 2.3065 |  |  | 67.2679 | 7.1164 |  |  | 48.5411 | -1.2064 | 31.5577 | -6.4331 | 31.8439 | -5.8446
2123 | -1.4407 | -9.7821 | 10.8628 | -10.2326 | 6.9738 | -17.7613 | 31.2487 | -4.4878 | 33.1491 | 2.3585 |  |  | 67.2805 | 7.1424 |  |  | 48.5433 | -1.2041 | 31.5853 | -6.3784 | 31.8655 | -5.7873
2124 | -1.4047 | -9.7456 | 10.9354 | -10.1597 | 6.9713 | -17.6909 | 31.2259 | -4.4409 | 33.2011 | 2.4106 |  |  | 67.269 | 7.1684 |  |  | 48.5456 | -1.2019 | 31.5636 | -6.3238 | 31.887 | -5.73
2125 | -1.4936 | -9.8342 | 10.8882 | -10.2066 | 6.9341 | -17.7534 | 31.1719 | -4.5191 | 33.1255 | 2.3351 |  |  | 67.2403 | 7.1268 |  |  | 48.5322 | -1.2153 | 31.5069 | -6.4071 | 31.8795 | -5.7717
2126 | -1.5826 | -9.9227 | 10.841 | -10.2534 | 6.8969 | -17.8159 | 31.1179 | -4.5972 | 33.0498 | 2.2596 |  |  | 67.2117 | 7.0851 |  |  | 48.5188 | -1.2287 | 31.4503 | -6.4904 | 31.872 | -5.8133
2127 | -1.6715 | -10.0113 | 10.7938 | -10.3003 | 6.9057 | -17.8784 | 31.112 | -4.6753 | 32.9742 | 2.1841 |  |  | 67.2328 | 7.0434 |  |  | 48.5054 | -1.2421 | 31.4428 | -6.5738 | 31.8645 | -5.855
2128 | -1.6276 | -9.967 | 10.8664 | -10.2274 | 6.9475 | -17.8107 | 31.1407 | -4.6206 | 33.0314 | 2.2414 |  |  | 67.2896 | 7.1242 |  |  | 48.4868 | -1.2607 | 31.4705 | -6.5191 | 31.9034 | -5.7769
2129 | -1.5838 | -9.9227 | 10.939 | -10.1545 | 6.9894 | -17.743 | 31.1694 | -4.5659 | 33.0886 | 2.2986 |  |  | 67.3464 | 7.2049 |  |  | 48.4682 | -1.2792 | 31.4982 | -6.4644 | 31.9423 | -5.6988
2130 | -1.5399 | -9.8784 | 11.0116 | -10.0816 | 6.9825 | -17.6753 | 31.1582 | -4.5113 | 33.1458 | 2.3559 |  |  | 67.3535 | 7.2856 |  |  | 48.4496 | -1.2978 | 31.4793 | -6.4097 | 31.9812 | -5.6206
2131 | -1.6132 | -9.9514 | 10.9592 | -10.1336 | 6.9404 | -17.743 | 31.1181 | -4.5738 | 33.0806 | 2.2908 |  |  | 67.3248 | 7.2309 |  |  | 48.3867 | -1.3607 | 31.4267 | -6.4878 | 31.9688 | -5.6727
2132 | -1.6865 | -10.0243 | 10.9068 | -10.1857 | 6.8983 | -17.8107 | 31.078 | -4.6363 | 33.0153 | 2.2257 |  |  | 67.2961 | 7.1762 |  |  | 48.3239 | -1.4236 | 31.374 | -6.5659 | 31.9564 | -5.7248
2133 | -1.7599 | -10.0972 | 10.8544 | -10.2378 | 6.8982 | -17.8784 | 31.0845 | -4.6988 | 32.9501 | 2.1606 |  |  | 67.2827 | 7.1216 |  |  | 48.261 | -1.4864 | 31.371 | -6.6441 | 31.9439 | -5.7769
2134 | -1.7004 | -10.0373 | 10.9192 | -10.1727 | 6.9287 | -17.8238 | 31.1247 | -4.6336 | 33.0021 | 2.2127 |  |  | 67.2804 | 7.132 |  |  | 48.3752 | -1.3722 | 31.4041 | -6.5842 | 31.9811 | -5.704
2135 | -1.6409 | -9.9774 | 10.984 | -10.1076 | 6.9592 | -17.7691 | 31.165 | -4.5685 | 33.0541 | 2.2648 |  |  | 67.2781 | 7.1424 |  |  | 48.4894 | -1.258 | 31.4372 | -6.5243 | 32.0182 | -5.631
2136 | -1.5814 | -9.9175 | 11.0488 | -10.0425 | 6.9463 | -17.7144 | 31.1576 | -4.5034 | 33.1061 | 2.3169 |  |  | 67.266 | 7.1528 |  |  | 48.6036 | -1.1438 | 31.4299 | -6.4644 | 32.0554 | -5.5581
2137 | -1.6469 | -9.9826 | 10.9964 | -10.0946 | 6.9015 | -17.7821 | 31.1152 | -4.5711 | 33.0539 | 2.2648 |  |  | 67.2468 | 7.1268 |  |  | 48.5173 | -1.2301 | 31.3928 | -6.5243 | 32.0567 | -5.5894
2138 | -1.7124 | -10.0477 | 10.944 | -10.1467 | 6.8568 | -17.8498 | 31.0728 | -4.6389 | 33.0017 | 2.2127 |  |  | 67.2275 | 7.1007 |  |  | 48.431 | -1.3164 | 31.3557 | -6.5842 | 32.058 | -5.6206
2139 | -1.7779 | -10.1128 | 10.8916 | -10.1988 | 6.8505 | -17.9175 | 31.0883 | -4.7066 | 32.9495 | 2.1606 |  |  | 67.2515 | 7.0747 |  |  | 48.3447 | -1.4027 | 31.3671 | -6.6441 | 32.0594 | -5.6519
2140 | -1.7106 | -10.0451 | 10.9537 | -10.1363 | 6.8727 | -17.8732 | 31.1467 | -4.618 | 33.0249 | 2.2361 |  |  | 67.3074 | 7.1502 |  |  | 48.3443 | -1.4031 | 31.4144 | -6.5711 | 32.0997 | -5.5764
2141 | -1.6433 | -9.9774 | 11.0159 | -10.0738 | 6.895 | -17.829 | 31.2051 | -4.5295 | 33.1003 | 2.3117 |  |  | 67.3632 | 7.2257 |  |  | 48.344 | -1.4035 | 31.4617 | -6.4982 | 32.1401 | -5.5008
2142 | -1.576 | -9.9097 | 11.0781 | -10.0113 | 6.8764 | -17.7847 | 31.2191 | -4.4409 | 33.1758 | 2.3872 |  |  | 67.3699 | 7.3012 |  |  | 48.3436 | -1.4038 | 31.4681 | -6.4253 | 32.1804 | -5.4253
2143 | -1.6311 | -9.9644 | 11.0153 | -10.0738 | 6.8274 | -17.855 | 31.1999 | -4.4852 | 33.1366 | 2.3481 |  |  | 67.3399 | 7.2466 |  |  | 48.4109 | -1.3365 | 31.4439 | -6.4722 | 32.1702 | -5.4696
2144 | -1.6862 | -10.0191 | 10.9525 | -10.1363 | 6.7783 | -17.9253 | 31.1807 | -4.5295 | 33.0974 | 2.3091 |  |  | 67.3098 | 7.1919 |  |  | 48.4783 | -1.2692 | 31.4196 | -6.5191 | 32.1599 | -5.5139
2145 | -1.7413 | -10.0738 | 10.8896 | -10.1988 | 6.7602 | -17.9956 | 31.194 | -4.5738 | 33.0582 | 2.27 |  |  | 67.3005 | 7.1372 |  |  | 48.5456 | -1.2018 | 31.4341 | -6.5659 | 32.1497 | -5.5581
2146 | -1.6688 | -10.0008 | 10.9284 | -10.1597 | 6.7652 | -17.9722 | 31.2318 | -4.5165 | 33.1154 | 2.3273 |  |  | 67.3068 | 7.158 |  |  | 48.5114 | -1.236 | 31.4778 | -6.5008 | 32.1744 | -5.5008
2147 | -1.5962 | -9.9279 | 10.9671 | -10.1206 | 6.7702 | -17.9488 | 31.2696 | -4.4592 | 33.1726 | 2.3846 |  |  | 67.3131 | 7.1789 |  |  | 48.4772 | -1.2703 | 31.5214 | -6.4357 | 32.1991 | -5.4435
2148 | -1.5237 | -9.855 | 11.0059 | -10.0816 | 6.7386 | -17.9253 | 31.2715 | -4.4019 | 33.2298 | 2.4419 |  |  | 67.3119 | 7.1997 |  |  | 48.4429 | -1.3045 | 31.5315 | -6.3706 | 32.2238 | -5.3863
2149 | -1.5684 | -9.8993 | 10.9405 | -10.1467 | 6.6791 | -18.0034 | 31.2462 | -4.4461 | 33.175 | 2.3872 |  |  | 67.3051 | 7.1867 |  |  | 48.5676 | -1.1799 | 31.5162 | -6.4045 | 32.2056 | -5.4383
2150 | -1.6131 | -9.9435 | 10.875 | -10.2118 | 6.6196 | -18.0816 | 31.221 | -4.4904 | 33.1202 | 2.3325 |  |  | 67.2983 | 7.1736 |  |  | 48.6922 | -1.0552 | 31.5009 | -6.4383 | 32.1873 | -5.4904
2151 | -1.6578 | -9.9878 | 10.8096 | -10.2769 | 6.6043 | -18.1597 | 31.2446 | -4.5347 | 33.0654 | 2.2778 |  |  | 67.3286 | 7.1606 |  |  | 48.8168 | -0.93059 | 31.5253 | -6.4722 | 32.1691 | -5.5425
2152 | -1.5879 | -9.9175 | 10.8536 | -10.2326 | 6.6228 | -18.118 | 31.3058 | -4.4488 | 33.1565 | 2.369 |  |  | 67.3872 | 7.2361 |  |  | 48.7513 | -0.99607 | 31.58 | -6.3967 | 32.1926 | -5.4826
2153 | -1.5179 | -9.8472 | 10.8975 | -10.1883 | 6.6413 | -18.0764 | 31.3669 | -4.3628 | 33.2475 | 2.4601 |  |  | 67.4458 | 7.3117 |  |  | 48.6859 | -1.0615 | 31.6347 | -6.3211 | 32.2161 | -5.4227
2154 | -1.448 | -9.7769 | 10.9415 | -10.1441 | 6.6164 | -18.0347 | 31.3787 | -4.2769 | 33.3385 | 2.5513 |  |  | 67.4566 | 7.3872 |  |  | 48.6204 | -1.127 | 31.6473 | -6.2456 | 32.2396 | -5.3628
2155 | -1.4875 | -9.8159 | 10.8812 | -10.204 | 6.5581 | -18.1154 | 31.3523 | -4.329 | 33.2942 | 2.507 |  |  | 67.4304 | 7.3377 |  |  | 48.7138 | -1.0336 | 31.6275 | -6.2873 | 32.2073 | -5.4279
2156 | -1.527 | -9.855 | 10.821 | -10.2639 | 6.4998 | -18.1961 | 31.3259 | -4.381 | 33.2498 | 2.4627 |  |  | 67.4043 | 7.2882 |  |  | 48.8072 | -0.94026 | 31.6077 | -6.329 | 32.1751 | -5.493
2157 | -1.5664 | -9.8941 | 10.7608 | -10.3238 | 6.4822 | -18.2769 | 31.3338 | -4.4331 | 33.2054 | 2.4184 |  |  | 67.4113 | 7.2387 |  |  | 48.9005 | -0.84688 | 31.6207 | -6.3706 | 32.1429 | -5.5581
2158 | -1.5044 | -9.8316 | 10.7917 | -10.2925 | 6.4961 | -18.2404 | 31.3682 | -4.3784 | 33.2548 | 2.4679 |  |  | 67.4442 | 7.2908 |  |  | 48.8585 | -0.88892 | 31.6593 | -6.3133 | 32.1438 | -5.5321
2159 | -1.4423 | -9.7691 | 10.8227 | -10.2613 | 6.51 | -18.204 | 31.4027 | -4.3238 | 33.3042 | 2.5174 |  |  | 67.477 | 7.3429 |  |  | 48.8165 | -0.93096 | 31.6978 | -6.256 | 32.1447 | -5.506
2160 | -1.3802 | -9.7066 | 10.8536 | -10.23 | 6.4982 | -18.1675 | 31.4044 | -4.2691 | 33.3535 | 2.5669 |  |  | 67.4849 | 7.395 |  |  | 48.7744 | -0.973 | 31.7111 | -6.1988 | 32.1457 | -5.48
2161 | -1.4092 | -9.7352 | 10.8064 | -10.2769 | 6.4663 | -18.2144 | 31.3805 | -4.3107 | 33.3274 | 2.5408 |  |  | 67.4733 | 7.369 |  |  | 48.9042 | -0.84316 | 31.7047 | -6.2196 | 32.1196 | -5.5269
2162 | -1.4383 | -9.7639 | 10.7592 | -10.3238 | 6.4344 | -18.2613 | 31.3566 | -4.3524 | 33.3012 | 2.5148 |  |  | 67.4616 | 7.3429 |  |  | 49.0341 | -0.71333 | 31.6983 | -6.2404 | 32.0936 | -5.5738
2163 | -1.4673 | -9.7925 | 10.712 | -10.3706 | 6.4317 | -18.3081 | 31.3606 | -4.3941 | 33.2751 | 2.4888 |  |  | 67.4868 | 7.3169 |  |  | 49.1639 | -0.58349 | 31.7169 | -6.2613 | 32.0675 | -5.6206
2164 | -1.4287 | -9.7534 | 10.7534 | -10.329 | 6.4521 | -18.2717 | 31.3865 | -4.3524 | 33.3036 | 2.5174 |  |  | 67.5411 | 7.3898 |  |  | 49.0932 | -0.65418 | 31.7552 | -6.2092 | 32.06 | -5.6024
2165 | -1.39 | -9.7144 | 10.7947 | -10.2873 | 6.4725 | -18.2352 | 31.4124 | -4.3107 | 33.3322 | 2.546 |  |  | 67.5955 | 7.4627 |  |  | 49.0225 | -0.72486 | 31.7935 | -6.1571 | 32.0525 | -5.5842
2166 | -1.3514 | -9.6753 | 10.8361 | -10.2456 | 6.4625 | -18.1988 | 31.4033 | -4.2691 | 33.3607 | 2.5747 |  |  | 67.6069 | 7.5356 |  |  | 48.9519 | -0.79555 | 31.7993 | -6.105 | 32.045 | -5.5659
2167 | -1.3856 | -9.7092 | 10.7967 | -10.2847 | 6.4284 | -18.2482 | 31.3663 | -4.3238 | 33.3398 | 2.5539 |  |  | 67.5841 | 7.4914 |  |  | 49.0348 | -0.71259 | 31.779 | -6.1415 | 31.9935 | -5.6519
2168 | -1.4199 | -9.743 | 10.7573 | -10.3238 | 6.3943 | -18.2977 | 31.3292 | -4.3784 | 33.3188 | 2.533 |  |  | 67.5614 | 7.4471 |  |  | 49.1178 | -0.62963 | 31.7588 | -6.1779 | 31.942 | -5.7378
2169 | -1.4541 | -9.7769 | 10.7179 | -10.3628 | 6.4007 | -18.3472 | 31.3246 | -4.4331 | 33.2979 | 2.5122 |  |  | 67.5784 | 7.4028 |  |  | 49.2007 | -0.54667 | 31.7695 | -6.2144 | 31.8905 | -5.8238
2170 | -1.4259 | -9.7482 | 10.7749 | -10.3055 | 6.4399 | -18.2873 | 31.3462 | -4.3941 | 33.3421 | 2.5565 |  |  | 67.6274 | 7.4731 |  |  | 49.1639 | -0.5835 | 31.805 | -6.1623 | 31.8926 | -5.7847
2171 | -1.3977 | -9.7196 | 10.8319 | -10.2482 | 6.479 | -18.2274 | 31.3677 | -4.355 | 33.3862 | 2.6007 |  |  | 67.6763 | 7.5434 |  |  | 49.1271 | -0.62033 | 31.8406 | -6.1102 | 31.8947 | -5.7456
2172 | -1.3694 | -9.6909 | 10.8888 | -10.1909 | 6.4835 | -18.1675 | 31.3518 | -4.3159 | 33.4304 | 2.645 |  |  | 67.6771 | 7.6137 |  |  | 49.0902 | -0.65716 | 31.8311 | -6.0581 | 31.8968 | -5.7066
2173 | -1.4428 | -9.7639 | 10.8469 | -10.2326 | 6.4599 | -18.2092 | 31.3056 | -4.381 | 33.3496 | 2.5643 |  |  | 67.6388 | 7.5512 |  |  | 49.194 | -0.55337 | 31.7853 | -6.1258 | 31.8503 | -5.7873
2174 | -1.5161 | -9.8368 | 10.8049 | -10.2743 | 6.4363 | -18.2508 | 31.2595 | -4.4461 | 33.2687 | 2.4835 |  |  | 67.6006 | 7.4887 |  |  | 49.2978 | -0.44958 | 31.7395 | -6.1935 | 31.8039 | -5.868
2175 | -1.5894 | -9.9097 | 10.7629 | -10.3159 | 6.4517 | -18.2925 | 31.2426 | -4.5113 | 33.1879 | 2.4028 |  |  | 67.6016 | 7.4262 |  |  | 49.4016 | -0.34578 | 31.7306 | -6.2613 | 31.7574 | -5.9488
2176 | -1.5638 | -9.8836 | 10.8381 | -10.2404 | 6.4987 | -18.2248 | 31.2496 | -4.4878 | 33.2294 | 2.4445 |  |  | 67.6346 | 7.4809 |  |  | 49.2658 | -0.48157 | 31.7521 | -6.2196 | 31.7536 | -5.9201
2177 | -1.5381 | -9.8576 | 10.9133 | -10.1649 | 6.5458 | -18.1571 | 31.2565 | -4.4644 | 33.271 | 2.4861 |  |  | 67.6676 | 7.5356 |  |  | 49.13 | -0.61737 | 31.7735 | -6.1779 | 31.7497 | -5.8915
2178 | -1.5125 | -9.8316 | 10.9885 | -10.0894 | 6.5584 | -18.0894 | 31.2304 | -4.4409 | 33.3126 | 2.5278 |  |  | 67.6598 | 7.5903 |  |  | 48.9942 | -0.75316 | 31.765 | -6.1363 | 31.7459 | -5.8628
2179 | -1.5832 | -9.9019 | 10.9595 | -10.118 | 6.5425 | -18.1232 | 31.177 | -4.5113 | 33.2395 | 2.4549 |  |  | 67.6186 | 7.5278 |  |  | 49.1163 | -0.63114 | 31.732 | -6.1857 | 31.7042 | -5.9409
2180 | -1.654 | -9.9722 | 10.9306 | -10.1467 | 6.5266 | -18.1571 | 31.1236 | -4.5816 | 33.1665 | 2.382 |  |  | 67.5773 | 7.4653 |  |  | 49.2383 | -0.50911 | 31.699 | -6.2352 | 31.6624 | -6.0191
2181 | -1.7247 | -10.0425 | 10.9016 | -10.1753 | 6.5588 | -18.1909 | 31.1167 | -4.6519 | 33.0935 | 2.3091 |  |  | 67.5802 | 7.4028 |  |  | 49.3603 | -0.38709 | 31.6942 | -6.2847 | 31.6207 | -6.0972
2182 | -1.6886 | -10.006 | 10.9976 | -10.079 | 6.6309 | -18.0946 | 31.1484 | -4.5972 | 33.1611 | 2.3768 |  |  | 67.6197 | 7.4653 |  |  | 49.2219 | -0.52549 | 31.7127 | -6.2508 | 31.6425 | -6.0373
2183 | -1.6526 | -9.9696 | 11.0937 | -9.9826 | 6.7029 | -17.9982 | 31.1801 | -4.5425 | 33.2287 | 2.4445 |  |  | 67.6593 | 7.5278 |  |  | 49.0835 | -0.66389 | 31.7312 | -6.217 | 31.6643 | -5.9774
2184 | -1.6165 | -9.9331 | 11.1897 | -9.8863 | 6.7252 | -17.9019 | 31.1626 | -4.4878 | 33.2963 | 2.5122 |  |  | 67.6462 | 7.5903 |  |  | 48.9451 | -0.80228 | 31.708 | -6.1831 | 31.6861 | -5.9175
2185 | -1.6977 | -10.0139 | 11.1529 | -9.9227 | 6.7059 | -17.9461 | 31.1041 | -4.5711 | 33.1972 | 2.4132 |  |  | 67.5891 | 7.507 |  |  | 49.0593 | -0.68807 | 31.65 | -6.2613 | 31.6603 | -5.9748
2186 | -1.7788 | -10.0946 | 11.1162 | -9.9592 | 6.6866 | -17.9904 | 31.0456 | -4.6545 | 33.0982 | 2.3143 |  |  | 67.532 | 7.4236 |  |  | 49.1735 | -0.57387 | 31.592 | -6.3394 | 31.6346 | -6.0321
2187 | -1.8599 | -10.1753 | 11.0794 | -9.9956 | 6.702 | -18.0347 | 31.0221 | -4.7378 | 32.9991 | 2.2153 |  |  | 67.5231 | 7.3403 |  |  | 49.2877 | -0.45966 | 31.567 | -6.4175 | 31.6089 | -6.0894
2188 | -1.8421 | -10.1571 | 11.1598 | -9.9149 | 6.7468 | -17.9696 | 31.0282 | -4.7118 | 33.0511 | 2.2674 |  |  | 67.5548 | 7.3976 |  |  | 49.191 | -0.55639 | 31.5697 | -6.3967 | 31.6201 | -6.0503
2189 | -1.8243 | -10.1389 | 11.2402 | -9.8342 | 6.7915 | -17.9045 | 31.0342 | -4.6857 | 33.1031 | 2.3195 |  |  | 67.5865 | 7.4549 |  |  | 49.0943 | -0.65312 | 31.5725 | -6.3758 | 31.6313 | -6.0113
2190 | -1.8065 | -10.1206 | 11.3206 | -9.7534 | 6.8031 | -17.8394 | 31.0059 | -4.6597 | 33.155 | 2.3716 |  |  | 67.5823 | 7.5122 |  |  | 48.9975 | -0.74985 | 31.5411 | -6.355 | 31.6425 | -5.9722
2191 | -1.8902 | -10.204 | 11.2969 | -9.7769 | 6.7865 | -17.8732 | 30.9485 | -4.7352 | 33.056 | 2.2726 |  |  | 67.5476 | 7.4575 |  |  | 48.9242 | -0.82314 | 31.4806 | -6.4331 | 31.621 | -6.0243
2192 | -1.974 | -10.2873 | 11.2731 | -9.8003 | 6.7699 | -17.9071 | 30.891 | -4.8107 | 32.9569 | 2.1736 |  |  | 67.5128 | 7.4028 |  |  | 48.8509 | -0.89644 | 31.4201 | -6.5113 | 31.5995 | -6.0764
2193 | -2.0577 | -10.3706 | 11.2494 | -9.8238 | 6.7909 | -17.9409 | 30.8709 | -4.8863 | 32.8578 | 2.0747 |  |  | 67.5271 | 7.3481 |  |  | 48.7777 | -0.96973 | 31.3983 | -6.5894 | 31.578 | -6.1284
2194 | -2.0347 | -10.3472 | 11.3298 | -9.743 | 6.844 | -17.868 | 30.8828 | -4.855 | 32.9098 | 2.1268 |  |  | 67.5833 | 7.4289 |  |  | 48.9075 | -0.8399 | 31.4098 | -6.5581 | 31.6116 | -6.0633
2195 | -2.0117 | -10.3238 | 11.4102 | -9.6623 | 6.8972 | -17.7951 | 30.8946 | -4.8238 | 32.9618 | 2.1789 |  |  | 67.6396 | 7.5096 |  |  | 49.0373 | -0.71007 | 31.4212 | -6.5269 | 31.6451 | -5.9982
2196 | -1.9886 | -10.3003 | 11.4906 | -9.5816 | 6.9056 | -17.7222 | 30.8801 | -4.7925 | 33.0138 | 2.2309 |  |  | 67.6457 | 7.5903 |  |  | 49.1671 | -0.58023 | 31.395 | -6.4956 | 31.6787 | -5.9331
2197 | -2.0646 | -10.3758 | 11.4616 | -9.6102 | 6.8753 | -17.7743 | 30.8426 | -4.8446 | 32.9616 | 2.1789 |  |  | 67.6086 | 7.5278 |  |  | 49.0626 | -0.68478 | 31.3362 | -6.5738 | 31.6771 | -5.9644
2198 | -2.1405 | -10.4514 | 11.4327 | -9.6389 | 6.845 | -17.8264 | 30.8052 | -4.8967 | 32.9094 | 2.1268 |  |  | 67.5715 | 7.4653 |  |  | 48.9581 | -0.78932 | 31.2775 | -6.6519 | 31.6755 | -5.9956
2199 | -2.2164 | -10.5269 | 11.4037 | -9.6675 | 6.8531 | -17.8784 | 30.7988 | -4.9488 | 32.8572 | 2.0747 |  |  | 67.5379 | 7.4028 |  |  | 48.8535 | -0.89387 | 31.262 | -6.73 | 31.6739 | -6.0269
2200 | -2.1934 | -10.5034 | 11.4841 | -9.5868 | 6.8946 | -17.8159 | 30.8192 | -4.9123 | 32.8884 | 2.1059 |  |  | 67.5073 | 7.3794 |  |  | 48.8479 | -0.89945 | 31.2843 | -6.6857 | 31.7211 | -5.9514
2201 | -2.1704 | -10.48 | 11.5645 | -9.506 | 6.9361 | -17.7534 | 30.8397 | -4.8758 | 32.9195 | 2.1372 |  |  | 67.4767 | 7.3559 |  |  | 48.8423 | -0.90504 | 31.3066 | -6.6415 | 31.7683 | -5.8758
2202 | -2.1474 | -10.4566 | 11.6449 | -9.4253 | 6.9406 | -17.6909 | 30.8298 | -4.8394 | 32.9506 | 2.1684 |  |  | 67.4727 | 7.3325 |  |  | 48.8367 | -0.91062 | 31.2892 | -6.5972 | 31.8155 | -5.8003
2203 | -2.2129 | -10.5217 | 11.629 | -9.4409 | 6.9125 | -17.7378 | 30.7932 | -4.8915 | 32.8724 | 2.0903 |  |  | 67.4919 | 7.3611 |  |  | 48.7947 | -0.95267 | 31.2369 | -6.6701 | 31.8274 | -5.8107
2204 | -2.2784 | -10.5868 | 11.613 | -9.4566 | 6.8845 | -17.7847 | 30.7566 | -4.9435 | 32.7942 | 2.0122 |  |  | 67.5111 | 7.3898 |  |  | 48.7527 | -0.99471 | 31.1846 | -6.743 | 31.8393 | -5.8211
2205 | -2.3439 | -10.6519 | 11.5971 | -9.4722 | 6.8803 | -17.8316 | 30.7549 | -4.9956 | 32.7159 | 1.9341 |  |  | 67.5489 | 7.4184 |  |  | 48.7106 | -1.0368 | 31.1633 | -6.8159 | 31.8511 | -5.8316
2206 | -2.3105 | -10.618 | 11.6437 | -9.4253 | 6.8971 | -17.8003 | 30.784 | -4.9488 | 32.7731 | 1.9914 |  |  | 67.603 | 7.4783 |  |  | 48.7285 | -1.0189 | 31.1695 | -6.7925 | 31.8875 | -5.7743
2207 | -2.277 | -10.5842 | 11.6902 | -9.3784 | 6.914 | -17.7691 | 30.8132 | -4.9019 | 32.8303 | 2.0486 |  |  | 67.6572 | 7.5382 |  |  | 48.7463 | -1.0011 | 31.1758 | -6.7691 | 31.9238 | -5.717
2208 | -2.2436 | -10.5503 | 11.7368 | -9.3316 | 6.8985 | -17.7378 | 30.8096 | -4.855 | 32.8875 | 2.1059 |  |  | 67.6429 | 7.5981 |  |  | 48.7642 | -0.98321 | 31.1581 | -6.7456 | 31.9601 | -5.6597
2209 | -2.2987 | -10.605 | 11.7026 | -9.3654 | 6.8541 | -17.7977 | 30.7769 | -4.9045 | 32.8327 | 2.0513 |  |  | 67.5674 | 7.494 |  |  | 48.7195 | -1.0279 | 31.1191 | -6.7977 | 31.9652 | -5.6779
2210 | -2.3538 | -10.6597 | 11.6684 | -9.3993 | 6.8096 | -17.8576 | 30.7441 | -4.954 | 32.7779 | 1.9966 |  |  | 67.4919 | 7.3898 |  |  | 48.6749 | -1.0725 | 31.0802 | -6.8498 | 31.9702 | -5.6961
2211 | -2.4089 | -10.7144 | 11.6343 | -9.4331 | 6.7975 | -17.9175 | 30.7477 | -5.0034 | 32.7231 | 1.9419 |  |  | 67.4747 | 7.2856 |  |  | 48.6302 | -1.1172 | 31.0794 | -6.9019 | 31.9753 | -5.7144
2212 | -2.3729 | -10.6779 | 11.6938 | -9.3732 | 6.8143 | -17.8836 | 30.7839 | -4.9488 | 32.7569 | 1.9757 |  |  | 67.5099 | 7.3507 |  |  | 48.747 | -1.0004 | 31.113 | -6.8498 | 32.0188 | -5.6467
2213 | -2.3368 | -10.6415 | 11.7534 | -9.3133 | 6.8311 | -17.8498 | 30.8201 | -4.8941 | 32.7906 | 2.0096 |  |  | 67.5451 | 7.4158 |  |  | 48.8638 | -0.88354 | 31.1467 | -6.7977 | 32.0623 | -5.579
2214 | -2.3008 | -10.605 | 11.813 | -9.2534 | 6.8138 | -17.8159 | 30.8253 | -4.8394 | 32.8244 | 2.0434 |  |  | 67.5407 | 7.4809 |  |  | 48.9806 | -0.76673 | 31.1414 | -6.7456 | 32.1058 | -5.5113
2215 | -2.3402 | -10.6441 | 11.7606 | -9.3055 | 6.7654 | -17.881 | 30.8024 | -4.8784 | 32.7852 | 2.0044 |  |  | 67.5003 | 7.4184 |  |  | 48.8631 | -0.8843 | 31.1009 | -6.8055 | 32.1144 | -5.5243
2216 | -2.3797 | -10.6831 | 11.7082 | -9.3576 | 6.717 | -17.9461 | 30.7795 | -4.9175 | 32.746 | 1.9653 |  |  | 67.4599 | 7.3559 |  |  | 48.7455 | -1.0019 | 31.0604 | -6.8654 | 32.123 | -5.5373
2217 | -2.4192 | -10.7222 | 11.6558 | -9.4097 | 6.6978 | -18.0113 | 30.7907 | -4.9566 | 32.7069 | 1.9263 |  |  | 67.4663 | 7.2934 |  |  | 48.6279 | -1.1194 | 31.0569 | -6.9253 | 32.1316 | -5.5503
2218 | -2.3623 | -10.6649 | 11.6971 | -9.368 | 6.7052 | -17.9878 | 30.8332 | -4.8967 | 32.7458 | 1.9653 |  |  | 67.5154 | 7.3664 |  |  | 48.7525 | -0.99481 | 31.0871 | -6.8758 | 32.1663 | -5.493
2219 | -2.3054 | -10.6076 | 11.7385 | -9.3264 | 6.7127 | -17.9644 | 30.8756 | -4.8368 | 32.7848 | 2.0044 |  |  | 67.5646 | 7.4393 |  |  | 48.8772 | -0.87019 | 31.1174 | -6.8264 | 32.201 | -5.4357
2220 | -2.2486 | -10.5503 | 11.7798 | -9.2847 | 6.6856 | -17.9409 | 30.8889 | -4.7769 | 32.8237 | 2.0434 |  |  | 67.5711 | 7.5122 |  |  | 49.0018 | -0.74557 | 31.1194 | -6.7769 | 32.2358 | -5.3784
2221 | -2.2906 | -10.592 | 11.717 | -9.3472 | 6.6267 | -18.0165 | 30.8754 | -4.8055 | 32.7819 | 2.0018 |  |  | 67.5383 | 7.4575 |  |  | 48.892 | -0.85533 | 31.0956 | -6.8159 | 32.232 | -5.4071
2222 | -2.3327 | -10.6336 | 11.6542 | -9.4097 | 6.5677 | -18.092 | 30.8619 | -4.8342 | 32.7402 | 1.9601 |  |  | 67.5056 | 7.4028 |  |  | 48.7823 | -0.96508 | 31.0717 | -6.855 | 32.2282 | -5.4357
2223 | -2.3748 | -10.6753 | 11.5914 | -9.4722 | 6.5457 | -18.1675 | 30.8829 | -4.8628 | 32.6984 | 1.9184 |  |  | 67.5306 | 7.3481 |  |  | 48.6725 | -1.0748 | 31.0901 | -6.8941 | 32.2244 | -5.4644
2224 | -2.3023 | -10.6024 | 11.6432 | -9.4201 | 6.5579 | -18.1363 | 30.9359 | -4.7925 | 32.7816 | 2.0018 |  |  | 67.6093 | 7.4549 |  |  | 48.7997 | -0.94762 | 31.1478 | -6.8159 | 32.2637 | -5.4045
2225 | -2.2298 | -10.5295 | 11.6949 | -9.368 | 6.5702 | -18.105 | 30.9889 | -4.7222 | 32.8648 | 2.0851 |  |  | 67.688 | 7.5617 |  |  | 48.927 | -0.82039 | 31.2055 | -6.7378 | 32.303 | -5.3446
2226 | -2.1573 | -10.4566 | 11.7467 | -9.3159 | 6.5697 | -18.0738 | 31.0329 | -4.6519 | 32.9481 | 2.1684 |  |  | 67.7332 | 7.6684 |  |  | 49.0542 | -0.69317 | 31.248 | -6.6597 | 32.3423 | -5.2847
2227 | -2.1317 | -10.4305 | 11.7308 | -9.3316 | 6.5572 | -18.0946 | 31.0685 | -4.6232 | 32.9454 | 2.1658 |  |  | 67.747 | 7.6632 |  |  | 48.9496 | -0.79772 | 31.2764 | -6.6415 | 32.3456 | -5.2795
2228 | -2.1061 | -10.4045 | 11.7148 | -9.3472 | 6.5448 | -18.1154 | 31.1041 | -4.5946 | 32.9427 | 2.1632 |  |  | 67.7609 | 7.658 |  |  | 48.8451 | -0.90227 | 31.3047 | -6.6232 | 32.3488 | -5.2743
2229 | -2.0804 | -10.3784 | 11.6989 | -9.3628 | 6.4955 | -18.1363 | 31.1027 | -4.5659 | 32.9399 | 2.1606 |  |  | 67.7415 | 7.6528 |  |  | 48.7405 | -1.0068 | 31.3045 | -6.605 | 32.3521 | -5.2691
2230 | -2.1277 | -10.4253 | 11.6126 | -9.4488 | 6.4115 | -18.2326 | 31.0663 | -4.6154 | 32.9086 | 2.1294 |  |  | 67.6908 | 7.5929 |  |  | 48.899 | -0.84834 | 31.2772 | -6.6415 | 32.3161 | -5.3316
2231 | -2.175 | -10.4722 | 11.5264 | -9.5347 | 6.3276 | -18.329 | 31.03 | -4.6649 | 32.8772 | 2.0981 |  |  | 67.6401 | 7.533 |  |  | 49.0575 | -0.68987 | 31.2499 | -6.6779 | 32.28 | -5.3941
2232 | -2.2223 | -10.5191 | 11.4401 | -9.6206 | 6.2901 | -18.4253 | 31.04 | -4.7144 | 32.8459 | 2.0669 |  |  | 67.6277 | 7.4731 |  |  | 49.2159 | -0.5314 | 31.2621 | -6.7144 | 32.244 | -5.4566
2233 | -2.155 | -10.4514 | 11.4736 | -9.5868 | 6.2968 | -18.3967 | 31.0939 | -4.6389 | 32.9057 | 2.1268 |  |  | 67.6518 | 7.5148 |  |  | 49.1296 | -0.61772 | 31.3119 | -6.6467 | 32.2654 | -5.3993
2234 | -2.0877 | -10.3836 | 11.5072 | -9.5529 | 6.3035 | -18.368 | 31.1479 | -4.5633 | 32.9654 | 2.1867 |  |  | 67.676 | 7.5565 |  |  | 49.0433 | -0.70404 | 31.3616 | -6.579 | 32.2869 | -5.342
2235 | -2.0204 | -10.3159 | 11.5407 | -9.5191 | 6.2792 | -18.3394 | 31.1664 | -4.4878 | 33.0252 | 2.2466 |  |  | 67.6836 | 7.5981 |  |  | 48.957 | -0.79036 | 31.384 | -6.5113 | 32.3083 | -5.2847
2236 | -2.0495 | -10.3446 | 11.4909 | -9.5685 | 6.2252 | -18.4097 | 31.1509 | -4.5217 | 33.0043 | 2.2257 |  |  | 67.6753 | 7.5799 |  |  | 49.1207 | -0.62668 | 31.3802 | -6.5295 | 32.2675 | -5.3602
2237 | -2.0785 | -10.3732 | 11.4411 | -9.618 | 6.1711 | -18.48 | 31.1355 | -4.5555 | 32.9834 | 2.2049 |  |  | 67.6671 | 7.5617 |  |  | 49.2843 | -0.463 | 31.3764 | -6.5477 | 32.2268 | -5.4357
2238 | -2.1076 | -10.4019 | 11.3913 | -9.6675 | 6.1503 | -18.5503 | 31.1501 | -4.5894 | 32.9624 | 2.1841 |  |  | 67.6735 | 7.5434 |  |  | 49.448 | -0.29932 | 31.3927 | -6.5659 | 32.186 | -5.5113
2239 | -2.0455 | -10.3394 | 11.4118 | -9.6467 | 6.1616 | -18.5217 | 31.1939 | -4.5295 | 32.9936 | 2.2153 |  |  | 67.694 | 7.5721 |  |  | 49.3747 | -0.37262 | 31.4284 | -6.5191 | 32.1982 | -5.4722
2240 | -1.9834 | -10.2769 | 11.4324 | -9.6258 | 6.173 | -18.493 | 31.2377 | -4.4696 | 33.0247 | 2.2466 |  |  | 67.7145 | 7.6007 |  |  | 49.3014 | -0.44592 | 31.464 | -6.4722 | 32.2104 | -5.4331
2241 | -1.9214 | -10.2144 | 11.4529 | -9.605 | 6.1719 | -18.4644 | 31.2654 | -4.4097 | 33.0558 | 2.2778 |  |  | 67.7379 | 7.6294 |  |  | 49.2281 | -0.51922 | 31.4987 | -6.4253 | 32.2226 | -5.3941
2242 | -1.9218 | -10.2144 | 11.4474 | -9.6102 | 6.1589 | -18.4852 | 31.2775 | -4.4071 | 33.0974 | 2.3195 |  |  | 67.7642 | 7.6554 |  |  | 49.3553 | -0.392 | 31.5324 | -6.3941 | 32.1919 | -5.4305
2243 | -1.9222 | -10.2144 | 11.4418 | -9.6154 | 6.1458 | -18.506 | 31.2895 | -4.4045 | 33.139 | 2.3611 |  |  | 67.7905 | 7.6815 |  |  | 49.4826 | -0.26478 | 31.5661 | -6.3628 | 32.1612 | -5.467
2244 | -1.9226 | -10.2144 | 11.4363 | -9.6206 | 6.1133 | -18.5269 | 31.277 | -4.4019 | 33.1805 | 2.4028 |  |  | 67.798 | 7.7075 |  |  | 49.6098 | -0.13756 | 31.5712 | -6.3316 | 32.1304 | -5.5034
2245 | -1.9517 | -10.243 | 11.3917 | -9.6649 | 6.0615 | -18.5842 | 31.2404 | -4.4461 | 33.144 | 2.3664 |  |  | 67.787 | 7.6893 |  |  | 49.5573 | -0.19002 | 31.5481 | -6.3654 | 32.0756 | -5.5738
2246 | -1.9807 | -10.2717 | 11.3471 | -9.7092 | 6.0098 | -18.6415 | 31.2038 | -4.4904 | 33.1074 | 2.3299 |  |  | 67.776 | 7.671 |  |  | 49.5048 | -0.24249 | 31.525 | -6.3993 | 32.0208 | -5.6441
2247 | -2.0098 | -10.3003 | 11.3025 | -9.7534 | 6.0007 | -18.6988 | 31.1959 | -4.5347 | 33.0708 | 2.2934 |  |  | 67.7732 | 7.6528 |  |  | 49.4524 | -0.29496 | 31.5345 | -6.4331 | 31.966 | -5.7144
2248 | -1.966 | -10.256 | 11.3465 | -9.7092 | 6.0339 | -18.6467 | 31.2165 | -4.5008 | 33.1124 | 2.3351 |  |  | 67.7787 | 7.6632 |  |  | 49.6239 | -0.12347 | 31.5764 | -6.3758 | 31.9574 | -5.7066
2249 | -1.9221 | -10.2118 | 11.3905 | -9.6649 | 6.0671 | -18.5946 | 31.237 | -4.467 | 33.1539 | 2.3768 |  |  | 67.7841 | 7.6736 |  |  | 49.7954 | 0.048024 | 31.6182 | -6.3185 | 31.9487 | -5.6988
2250 | -1.8782 | -10.1675 | 11.4344 | -9.6206 | 6.0943 | -18.5425 | 31.2543 | -4.4331 | 33.1955 | 2.4184 |  |  | 67.806 | 7.6841 |  |  | 49.9668 | 0.21951 | 31.6438 | -6.2613 | 31.9401 | -5.6909
2251 | -1.8787 | -10.1675 | 11.4419 | -9.6128 | 6.1155 | -18.5269 | 31.2684 | -4.4227 | 33.1824 | 2.4054 |  |  | 67.8444 | 7.7283 |  |  | 49.8857 | 0.1384 | 31.6532 | -6.2613 | 31.9199 | -5.7222
2252 | -1.8791 | -10.1675 | 11.4494 | -9.605 | 6.1366 | -18.5113 | 31.2825 | -4.4123 | 33.1692 | 2.3924 |  |  | 67.8829 | 7.7726 |  |  | 49.8046 | 0.057287 | 31.6626 | -6.2613 | 31.8997 | -5.7534
2253 | -1.8795 | -10.1675 | 11.4569 | -9.5972 | 6.159 | -18.4956 | 31.2915 | -4.4019 | 33.1561 | 2.3794 |  |  | 67.9144 | 7.8169 |  |  | 49.7235 | -0.023827 | 31.6769 | -6.2613 | 31.8796 | -5.7847
2254 | -1.8539 | -10.1415 | 11.4852 | -9.5685 | 6.1828 | -18.4696 | 31.2951 | -4.3993 | 33.1638 | 2.3872 |  |  | 67.9389 | 7.8377 |  |  | 49.8403 | 0.092976 | 31.6963 | -6.2378 | 31.8683 | -5.7743
2255 | -1.8283 | -10.1154 | 11.5136 | -9.5399 | 6.2065 | -18.4435 | 31.2988 | -4.3967 | 33.1715 | 2.395 |  |  | 67.9634 | 7.8585 |  |  | 49.9571 | 0.20978 | 31.7156 | -6.2144 | 31.8569 | -5.7639
2256 | -1.8026 | -10.0894 | 11.5419 | -9.5113 | 6.2041 | -18.4175 | 31.2738 | -4.3941 | 33.1792 | 2.4028 |  |  | 67.9612 | 7.8794 |  |  | 50.0739 | 0.32658 | 31.7013 | -6.1909 | 31.8456 | -5.7534
2257 | -1.8656 | -10.1519 | 11.5051 | -9.5477 | 6.1753 | -18.4566 | 31.2197 | -4.4592 | 33.1218 | 2.3455 |  |  | 67.9318 | 7.8403 |  |  | 49.9902 | 0.24286 | 31.6529 | -6.2534 | 31.7772 | -5.8576
2258 | -1.9285 | -10.2144 | 11.4683 | -9.5842 | 6.1464 | -18.4956 | 31.1655 | -4.5243 | 33.0644 | 2.2882 |  |  | 67.9025 | 7.8012 |  |  | 49.9065 | 0.15914 | 31.6044 | -6.3159 | 31.7089 | -5.9618
2259 | -1.9914 | -10.2769 | 11.4316 | -9.6206 | 6.1628 | -18.5347 | 31.1435 | -4.5894 | 33.007 | 2.2309 |  |  | 67.8962 | 7.7622 |  |  | 49.8227 | 0.075424 | 31.593 | -6.3784 | 31.6405 | -6.0659
2260 | -1.958 | -10.243 | 11.5146 | -9.5373 | 6.2254 | -18.4514 | 31.1543 | -4.5633 | 33.0356 | 2.2596 |  |  | 67.9135 | 7.7908 |  |  | 49.7781 | 0.030767 | 31.6195 | -6.3342 | 31.6516 | -6.0243
2261 | -1.9245 | -10.2092 | 11.5976 | -9.454 | 6.288 | -18.368 | 31.1651 | -4.5373 | 33.0641 | 2.2882 |  |  | 67.9308 | 7.8195 |  |  | 49.7334 | -0.01389 | 31.646 | -6.2899 | 31.6627 | -5.9826
2262 | -1.8911 | -10.1753 | 11.6806 | -9.3706 | 6.3337 | -18.2847 | 31.1662 | -4.5113 | 33.0926 | 2.3169 |  |  | 67.9546 | 7.8481 |  |  | 49.6888 | -0.058547 | 31.6565 | -6.2456 | 31.6738 | -5.9409
2263 | -1.9097 | -10.1935 | 11.7168 | -9.3342 | 6.3621 | -18.2665 | 31.1572 | -4.5269 | 33.0795 | 2.3039 |  |  | 67.9852 | 7.8794 |  |  | 49.704 | -0.043308 | 31.6505 | -6.2613 | 31.6565 | -5.9748
2264 | -1.9284 | -10.2118 | 11.7529 | -9.2977 | 6.3904 | -18.2482 | 31.1482 | -4.5425 | 33.0664 | 2.2908 |  |  | 68.0159 | 7.9106 |  |  | 49.7193 | -0.028069 | 31.6446 | -6.2769 | 31.6393 | -6.0086
2265 | -1.947 | -10.23 | 11.789 | -9.2613 | 6.4221 | -18.23 | 31.1337 | -4.5581 | 33.0533 | 2.2778 |  |  | 68.0104 | 7.9419 |  |  | 49.7345 | -0.012831 | 31.6338 | -6.2925 | 31.6221 | -6.0425
2266 | -1.9631 | -10.2456 | 11.82 | -9.23 | 6.4572 | -18.1909 | 31.1135 | -4.579 | 33.0636 | 2.2882 |  |  | 67.9673 | 7.8846 |  |  | 49.6612 | -0.086134 | 31.6179 | -6.3081 | 31.6272 | -6.0295
2267 | -1.9791 | -10.2613 | 11.8509 | -9.1988 | 6.4923 | -18.1519 | 31.0933 | -4.5998 | 33.0739 | 2.2986 |  |  | 67.9243 | 7.8273 |  |  | 49.5879 | -0.15944 | 31.6021 | -6.3238 | 31.6323 | -6.0165
2268 | -1.9952 | -10.2769 | 11.8818 | -9.1675 | 6.5248 | -18.1128 | 31.0705 | -4.6206 | 33.0842 | 2.3091 |  |  | 67.9158 | 7.77 |  |  | 49.5146 | -0.23274 | 31.5863 | -6.3394 | 31.6373 | -6.0034
2269 | -2.0216 | -10.3029 | 11.931 | -9.118 | 6.5545 | -18.0842 | 31.0451 | -4.6467 | 33.0606 | 2.2856 |  |  | 67.9433 | 7.8143 |  |  | 49.5194 | -0.22792 | 31.5705 | -6.355 | 31.6352 | -6.0008
2270 | -2.0481 | -10.329 | 11.9802 | -9.0685 | 6.5843 | -18.0555 | 31.0197 | -4.6727 | 33.0371 | 2.2622 |  |  | 67.9708 | 7.8585 |  |  | 49.5242 | -0.2231 | 31.5547 | -6.3706 | 31.6331 | -5.9982
2271 | -2.0746 | -10.355 | 12.0293 | -9.0191 | 6.5931 | -18.0269 | 30.9843 | -4.6988 | 33.0135 | 2.2388 |  |  | 67.964 | 7.9028 |  |  | 49.529 | -0.21828 | 31.5156 | -6.3863 | 31.631 | -5.9956
2272 | -2.1401 | -10.4201 | 12.0186 | -9.0295 | 6.5797 | -18.0477 | 30.9384 | -4.7482 | 32.964 | 2.1893 |  |  | 67.9207 | 7.8429 |  |  | 49.4609 | -0.28637 | 31.4518 | -6.4592 | 31.6072 | -6.0373
2273 | -2.2056 | -10.4852 | 12.0079 | -9.0399 | 6.5663 | -18.0685 | 30.8925 | -4.7977 | 32.9144 | 2.1398 |  |  | 67.8775 | 7.783 |  |  | 49.3928 | -0.35447 | 31.3879 | -6.5321 | 31.5834 | -6.079
2274 | -2.2711 | -10.5503 | 11.9971 | -9.0503 | 6.5808 | -18.0894 | 30.868 | -4.8472 | 32.8648 | 2.0903 |  |  | 67.8621 | 7.7231 |  |  | 49.3247 | -0.42257 | 31.3535 | -6.605 | 31.5596 | -6.1206
2275 | -2.2716 | -10.5503 | 12.0697 | -8.9774 | 6.6249 | -18.0321 | 30.8664 | -4.8394 | 32.8647 | 2.0903 |  |  | 67.8763 | 7.7518 |  |  | 49.3244 | -0.42295 | 31.3503 | -6.5946 | 31.594 | -6.0738
2276 | -2.272 | -10.5503 | 12.1423 | -8.9045 | 6.669 | -17.9748 | 30.8647 | -4.8316 | 32.8646 | 2.0903 |  |  | 67.8904 | 7.7804 |  |  | 49.324 | -0.42334 | 31.3471 | -6.5842 | 31.6284 | -6.0269
2277 | -2.2724 | -10.5503 | 12.2149 | -8.8316 | 6.7045 | -17.9175 | 30.8623 | -4.8238 | 32.8645 | 2.0903 |  |  | 67.8914 | 7.8091 |  |  | 49.3236 | -0.42373 | 31.3377 | -6.5738 | 31.6628 | -5.98
2278 | -2.2937 | -10.5711 | 12.2537 | -8.7925 | 6.7306 | -17.8967 | 30.8589 | -4.829 | 32.8331 | 2.0591 |  |  | 67.8783 | 7.7882 |  |  | 49.2503 | -0.49703 | 31.3217 | -6.5946 | 31.7041 | -5.9357
2279 | -2.3149 | -10.592 | 12.2924 | -8.7534 | 6.7567 | -17.8758 | 30.8556 | -4.8342 | 32.8017 | 2.0278 |  |  | 67.8653 | 7.7674 |  |  | 49.177 | -0.57034 | 31.3057 | -6.6154 | 31.7455 | -5.8915
2280 | -2.3362 | -10.6128 | 12.3312 | -8.7144 | 6.779 | -17.855 | 30.8471 | -4.8394 | 32.7704 | 1.9966 |  |  | 67.8683 | 7.7466 |  |  | 49.1037 | -0.64364 | 31.2852 | -6.6363 | 31.7868 | -5.8472
2281 | -2.3522 | -10.6284 | 12.3517 | -8.6935 | 6.7971 | -17.8368 | 30.8329 | -4.855 | 32.7651 | 1.9914 |  |  | 67.8888 | 7.7752 |  |  | 49.1163 | -0.63101 | 31.2598 | -6.6623 | 31.8037 | -5.8264
2282 | -2.3683 | -10.6441 | 12.3722 | -8.6727 | 6.8152 | -17.8185 | 30.8187 | -4.8706 | 32.7598 | 1.9861 |  |  | 67.9094 | 7.8039 |  |  | 49.1289 | -0.61838 | 31.2344 | -6.6883 | 31.8206 | -5.8055
2283 | -2.3843 | -10.6597 | 12.3927 | -8.6519 | 6.8037 | -17.8003 | 30.7849 | -4.8863 | 32.7544 | 1.9809 |  |  | 67.8886 | 7.8325 |  |  | 49.1416 | -0.60575 | 31.1846 | -6.7144 | 31.8375 | -5.7847
2284 | -2.4837 | -10.7586 | 12.3664 | -8.6779 | 6.7601 | -17.855 | 30.7296 | -4.9488 | 32.6658 | 1.8924 |  |  | 67.8229 | 7.7492 |  |  | 49.1308 | -0.61655 | 31.108 | -6.8003 | 31.8256 | -5.8159
2285 | -2.5831 | -10.8576 | 12.34 | -8.704 | 6.7165 | -17.9097 | 30.6744 | -5.0113 | 32.5771 | 1.8039 |  |  | 67.7573 | 7.6658 |  |  | 49.1199 | -0.62736 | 31.0314 | -6.8863 | 31.8137 | -5.8472
2286 | -2.6825 | -10.9566 | 12.3137 | -8.73 | 6.7007 | -17.9644 | 30.6563 | -5.0738 | 32.4885 | 1.7153 |  |  | 67.7436 | 7.5825 |  |  | 49.1091 | -0.63817 | 30.9921 | -6.9722 | 31.8018 | -5.8784
2287 | -2.6647 | -10.9383 | 12.368 | -8.6753 | 6.7156 | -17.9357 | 30.679 | -5.0347 | 32.5405 | 1.7674 |  |  | 67.7871 | 7.6502 |  |  | 49.0931 | -0.65418 | 30.9936 | -6.954 | 31.8416 | -5.8159
2288 | -2.6468 | -10.9201 | 12.4224 | -8.6206 | 6.7304 | -17.9071 | 30.7017 | -4.9956 | 32.5924 | 1.8195 |  |  | 67.8307 | 7.7179 |  |  | 49.0771 | -0.67019 | 30.9951 | -6.9357 | 31.8814 | -5.7534
2289 | -2.629 | -10.9019 | 12.4768 | -8.5659 | 6.7193 | -17.8784 | 30.6967 | -4.9566 | 32.6444 | 1.8716 |  |  | 67.8315 | 7.7856 |  |  | 49.0611 | -0.68621 | 30.9701 | -6.9175 | 31.9212 | -5.6909
2290 | -2.6789 | -10.9514 | 12.4374 | -8.605 | 6.6794 | -17.9305 | 30.661 | -5.006 | 32.5948 | 1.8221 |  |  | 67.785 | 7.7179 |  |  | 49.1623 | -0.58504 | 30.9158 | -6.9852 | 31.9295 | -5.704
2291 | -2.7288 | -11.0008 | 12.398 | -8.6441 | 6.6395 | -17.9826 | 30.6253 | -5.0555 | 32.5452 | 1.7726 |  |  | 67.7385 | 7.6502 |  |  | 49.2634 | -0.48386 | 30.8615 | -7.0529 | 31.9378 | -5.717
2292 | -2.7788 | -11.0503 | 12.3586 | -8.6831 | 6.6206 | -18.0347 | 30.6224 | -5.105 | 32.4956 | 1.7231 |  |  | 67.7316 | 7.5825 |  |  | 49.3646 | -0.38269 | 30.8402 | -7.1206 | 31.9462 | -5.73
2293 | -2.7583 | -11.0295 | 12.3896 | -8.6519 | 6.625 | -18.0191 | 30.6561 | -5.0555 | 32.5164 | 1.744 |  |  | 67.769 | 7.6398 |  |  | 49.2783 | -0.46902 | 30.8557 | -7.0894 | 31.9941 | -5.6571
2294 | -2.7379 | -11.0086 | 12.4205 | -8.6206 | 6.6294 | -18.0034 | 30.6898 | -5.006 | 32.5371 | 1.7648 |  |  | 67.8064 | 7.6971 |  |  | 49.1919 | -0.55535 | 30.8712 | -7.0581 | 32.0421 | -5.5842
2295 | -2.7175 | -10.9878 | 12.4514 | -8.5894 | 6.6037 | -17.9878 | 30.6967 | -4.9566 | 32.5578 | 1.7856 |  |  | 67.8262 | 7.7544 |  |  | 49.1056 | -0.64168 | 30.8609 | -7.0269 | 32.09 | -5.5113
2296 | -2.7622 | -11.0321 | 12.4017 | -8.6389 | 6.5441 | -18.0607 | 30.6735 | -4.993 | 32.5213 | 1.7492 |  |  | 67.8262 | 7.744 |  |  | 49.2146 | -0.53269 | 30.8217 | -7.079 | 32.0839 | -5.5399
2297 | -2.8069 | -11.0764 | 12.3519 | -8.6883 | 6.4845 | -18.1336 | 30.6503 | -5.0295 | 32.4847 | 1.7127 |  |  | 67.8262 | 7.7335 |  |  | 49.3236 | -0.42371 | 30.7825 | -7.131 | 32.0779 | -5.5685
2298 | -2.8516 | -11.1206 | 12.3021 | -8.7378 | 6.4544 | -18.2066 | 30.6589 | -5.0659 | 32.4481 | 1.6763 |  |  | 67.811 | 7.7231 |  |  | 49.4326 | -0.31472 | 30.7753 | -7.1831 | 32.0718 | -5.5972
2299 | -2.8078 | -11.0764 | 12.3174 | -8.7222 | 6.4579 | -18.1883 | 30.7035 | -5.006 | 32.4923 | 1.7205 |  |  | 67.7784 | 7.6867 |  |  | 49.3671 | -0.38022 | 30.8044 | -7.1389 | 32.1027 | -5.5555
2300 | -2.7639 | -11.0321 | 12.3327 | -8.7066 | 6.4613 | -18.1701 | 30.7482 | -4.9461 | 32.5364 | 1.7648 |  |  | 67.7458 | 7.6502 |  |  | 49.3016 | -0.44571 | 30.8334 | -7.0946 | 32.1336 | -5.5139
2301 | -2.7201 | -10.9878 | 12.348 | -8.6909 | 6.4529 | -18.1519 | 30.7875 | -4.8863 | 32.5806 | 1.8091 |  |  | 67.7431 | 7.6137 |  |  | 49.2361 | -0.51121 | 30.8633 | -7.0503 | 32.1645 | -5.4722
2302 | -2.6971 | -10.9644 | 12.3425 | -8.6961 | 6.431 | -18.1805 | 30.8208 | -4.8576 | 32.5753 | 1.8039 |  |  | 67.7746 | 7.658 |  |  | 49.3451 | -0.40223 | 30.8942 | -7.0217 | 32.1874 | -5.4409
2303 | -2.674 | -10.9409 | 12.3369 | -8.7014 | 6.4091 | -18.2092 | 30.8541 | -4.829 | 32.57 | 1.7986 |  |  | 67.8061 | 7.7023 |  |  | 49.454 | -0.29324 | 30.9251 | -6.993 | 32.2104 | -5.4097
2304 | -2.651 | -10.9175 | 12.3314 | -8.7066 | 6.3695 | -18.2378 | 30.8657 | -4.8003 | 32.5647 | 1.7934 |  |  | 67.8026 | 7.7466 |  |  | 49.563 | -0.18426 | 30.9334 | -6.9644 | 32.2333 | -5.3784
2305 | -2.6827 | -10.9488 | 12.2764 | -8.7613 | 6.3094 | -18.3029 | 30.8523 | -4.8211 | 32.5567 | 1.7856 |  |  | 67.7586 | 7.6867 |  |  | 49.4793 | -0.26798 | 30.9157 | -6.9904 | 32.2103 | -5.4201
2306 | -2.7144 | -10.98 | 12.2214 | -8.8159 | 6.2494 | -18.368 | 30.8389 | -4.842 | 32.5488 | 1.7778 |  |  | 67.7146 | 7.6268 |  |  | 49.3956 | -0.35171 | 30.8979 | -7.0165 | 32.1872 | -5.4618
2307 | -2.7461 | -11.0113 | 12.1664 | -8.8706 | 6.2153 | -18.4331 | 30.8484 | -4.8628 | 32.5409 | 1.77 |  |  | 67.7161 | 7.5669 |  |  | 49.3119 | -0.43544 | 30.9109 | -7.0425 | 32.1641 | -5.5034
2308 | -2.6918 | -10.9566 | 12.1843 | -8.8524 | 6.2113 | -18.4253 | 30.8847 | -4.8159 | 32.5981 | 1.8273 |  |  | 67.7706 | 7.6424 |  |  | 49.3974 | -0.34989 | 30.9596 | -6.98 | 32.1787 | -5.4748
2309 | -2.6375 | -10.9019 | 12.2022 | -8.8342 | 6.2073 | -18.4175 | 30.9209 | -4.7691 | 32.6553 | 1.8846 |  |  | 67.825 | 7.7179 |  |  | 49.4829 | -0.26435 | 31.0082 | -6.9175 | 32.1933 | -5.4461
2310 | -2.5833 | -10.8472 | 12.2202 | -8.8159 | 6.2014 | -18.4097 | 30.9548 | -4.7222 | 32.7124 | 1.9419 |  |  | 67.879 | 7.7934 |  |  | 49.5685 | -0.1788 | 31.052 | -6.855 | 32.2079 | -5.4175
2311 | -2.5603 | -10.8238 | 12.199 | -8.8368 | 6.1932 | -18.4201 | 30.986 | -4.6935 | 32.7149 | 1.9445 |  |  | 67.9322 | 7.8429 |  |  | 49.5368 | -0.21044 | 31.0901 | -6.8211 | 32.1976 | -5.4253
2312 | -2.5373 | -10.8003 | 12.1779 | -8.8576 | 6.1851 | -18.4305 | 31.0173 | -4.6649 | 32.7174 | 1.9471 |  |  | 67.9855 | 7.8924 |  |  | 49.5052 | -0.24209 | 31.1282 | -6.7873 | 32.1874 | -5.4331
2313 | -2.5142 | -10.7769 | 12.1567 | -8.8784 | 6.1473 | -18.4409 | 31.0239 | -4.6363 | 32.7199 | 1.9497 |  |  | 68.0066 | 7.9419 |  |  | 49.4736 | -0.27373 | 31.1369 | -6.7534 | 32.1771 | -5.4409
2314 | -2.5642 | -10.8264 | 12.0887 | -8.9461 | 6.0745 | -18.5243 | 31.0016 | -4.6675 | 32.6938 | 1.9236 |  |  | 67.9897 | 7.9132 |  |  | 49.5435 | -0.20381 | 31.111 | -6.7899 | 32.135 | -5.5034
2315 | -2.6141 | -10.8758 | 12.0207 | -9.0139 | 6.0018 | -18.6076 | 30.9793 | -4.6988 | 32.6676 | 1.8976 |  |  | 67.9727 | 7.8846 |  |  | 49.6134 | -0.13389 | 31.0851 | -6.8264 | 32.0929 | -5.5659
2316 | -2.664 | -10.9253 | 11.9526 | -9.0816 | 5.9723 | -18.6909 | 30.9881 | -4.73 | 32.6415 | 1.8716 |  |  | 67.9715 | 7.8559 |  |  | 49.6833 | -0.063972 | 31.0997 | -6.8628 | 32.0508 | -5.6284
2317 | -2.5967 | -10.8576 | 11.9862 | -9.0477 | 5.9944 | -18.6493 | 31.0339 | -4.6701 | 32.6935 | 1.9236 |  |  | 67.9891 | 7.882 |  |  | 49.6465 | -0.10082 | 31.1624 | -6.7821 | 32.0635 | -5.5868
2318 | -2.5294 | -10.7899 | 12.0197 | -9.0139 | 6.0165 | -18.6076 | 31.0797 | -4.6102 | 32.7454 | 1.9757 |  |  | 68.0066 | 7.908 |  |  | 49.6096 | -0.13768 | 31.2252 | -6.7014 | 32.0762 | -5.5451
2319 | -2.4621 | -10.7222 | 12.0533 | -8.98 | 6.0101 | -18.5659 | 31.0917 | -4.5503 | 32.7974 | 2.0278 |  |  | 68.0168 | 7.9341 |  |  | 49.5727 | -0.17453 | 31.2528 | -6.6206 | 32.0889 | -5.5034
2320 | -2.5016 | -10.7613 | 12.0035 | -9.0295 | 5.9694 | -18.6206 | 31.063 | -4.5946 | 32.7843 | 2.0148 |  |  | 68.0184 | 7.9315 |  |  | 49.6557 | -0.091588 | 31.2383 | -6.6519 | 32.0387 | -5.5816
2321 | -2.5411 | -10.8003 | 11.9537 | -9.079 | 5.9288 | -18.6753 | 31.0342 | -4.6389 | 32.7711 | 2.0018 |  |  | 68.0199 | 7.9289 |  |  | 49.7386 | -0.0086491 | 31.2239 | -6.6831 | 31.9885 | -5.6597
2322 | -2.5806 | -10.8394 | 11.9039 | -9.1284 | 5.9236 | -18.73 | 31.0434 | -4.6831 | 32.758 | 1.9888 |  |  | 68.0475 | 7.9262 |  |  | 49.8216 | 0.07429 | 31.2387 | -6.7144 | 31.9383 | -5.7378
2323 | -2.5289 | -10.7873 | 11.9452 | -9.0868 | 5.9612 | -18.6753 | 31.0985 | -4.6102 | 32.823 | 2.0539 |  |  | 68.1066 | 7.9966 |  |  | 49.7769 | 0.029625 | 31.2891 | -6.6493 | 31.9344 | -5.717
2324 | -2.4773 | -10.7352 | 11.9866 | -9.0451 | 5.9988 | -18.6206 | 31.1535 | -4.5373 | 32.888 | 2.119 |  |  | 68.1657 | 8.0669 |  |  | 49.7322 | -0.01504 | 31.3395 | -6.5842 | 31.9304 | -5.6961
2325 | -2.4256 | -10.6831 | 12.0279 | -9.0034 | 6.002 | -18.5659 | 31.1636 | -4.4644 | 32.953 | 2.1841 |  |  | 68.169 | 8.1372 |  |  | 49.6876 | -0.059706 | 31.3596 | -6.5191 | 31.9265 | -5.6753
2326 | -2.4886 | -10.7456 | 11.9833 | -9.0477 | 5.9632 | -18.6206 | 31.119 | -4.5295 | 32.9008 | 2.132 |  |  | 68.104 | 8.0486 |  |  | 49.8018 | 0.054483 | 31.3426 | -6.5503 | 31.8783 | -5.7482
2327 | -2.5515 | -10.8081 | 11.9388 | -9.092 | 5.9244 | -18.6753 | 31.0744 | -4.5946 | 32.8486 | 2.0799 |  |  | 68.0391 | 7.9601 |  |  | 49.9159 | 0.16867 | 31.3257 | -6.5816 | 31.8302 | -5.8211
2328 | -2.6144 | -10.8706 | 11.8942 | -9.1363 | 5.9269 | -18.73 | 31.0642 | -4.6597 | 32.7964 | 2.0278 |  |  | 68.0182 | 7.8716 |  |  | 50.0301 | 0.28286 | 31.337 | -6.6128 | 31.782 | -5.8941
2329 | -2.568 | -10.8238 | 11.9485 | -9.0816 | 5.9802 | -18.6571 | 31.0964 | -4.6102 | 32.8302 | 2.0617 |  |  | 68.0512 | 7.9262 |  |  | 49.9724 | 0.22517 | 31.3831 | -6.5529 | 31.7927 | -5.8654
2330 | -2.5215 | -10.7769 | 12.0029 | -9.0269 | 6.0334 | -18.5842 | 31.1285 | -4.5607 | 32.8639 | 2.0955 |  |  | 68.0843 | 7.9809 |  |  | 49.9148 | 0.16749 | 31.4292 | -6.493 | 31.8033 | -5.8368
2331 | -2.4751 | -10.73 | 12.0573 | -8.9722 | 6.0745 | -18.5113 | 31.1495 | -4.5113 | 32.8977 | 2.1294 |  |  | 68.119 | 8.0356 |  |  | 49.8571 | 0.1098 | 31.4596 | -6.4331 | 31.814 | -5.8081
2332 | -2.4833 | -10.7378 | 12.0882 | -8.9409 | 6.1003 | -18.493 | 31.1567 | -4.5113 | 32.908 | 2.1398 |  |  | 68.1558 | 8.0695 |  |  | 49.9713 | 0.22399 | 31.4705 | -6.4305 | 31.8018 | -5.8185
2333 | -2.4916 | -10.7456 | 12.1192 | -8.9097 | 6.1261 | -18.4748 | 31.1638 | -4.5113 | 32.9183 | 2.1502 |  |  | 68.1925 | 8.1033 |  |  | 50.0854 | 0.33817 | 31.4815 | -6.4279 | 31.7896 | -5.829
2334 | -2.4998 | -10.7534 | 12.1501 | -8.8784 | 6.1295 | -18.4566 | 31.142 | -4.5113 | 32.9286 | 2.1606 |  |  | 68.1934 | 8.1372 |  |  | 50.1996 | 0.45236 | 31.4689 | -6.4253 | 31.7775 | -5.8394
2335 | -2.5705 | -10.8238 | 12.1159 | -8.9123 | 6.1051 | -18.4878 | 31.0841 | -4.579 | 32.892 | 2.1242 |  |  | 68.1494 | 8.0799 |  |  | 50.1471 | 0.39988 | 31.427 | -6.4748 | 31.7342 | -5.9019
2336 | -2.6413 | -10.8941 | 12.0818 | -8.9461 | 6.0806 | -18.5191 | 31.0262 | -4.6467 | 32.8554 | 2.0877 |  |  | 68.1054 | 8.0226 |  |  | 50.0947 | 0.3474 | 31.385 | -6.5243 | 31.6909 | -5.9644
2337 | -2.712 | -10.9644 | 12.0476 | -8.98 | 6.0902 | -18.5503 | 31.0061 | -4.7144 | 32.8189 | 2.0513 |  |  | 68.1222 | 7.9653 |  |  | 50.0422 | 0.29492 | 31.3731 | -6.5738 | 31.6476 | -6.0269
2338 | -2.6734 | -10.9253 | 12.1228 | -8.9045 | 6.1428 | -18.4826 | 31.0337 | -4.6701 | 32.8552 | 2.0877 |  |  | 68.2157 | 8.0851 |  |  | 50.1407 | 0.39349 | 31.3989 | -6.5347 | 31.6591 | -5.9878
2339 | -2.6348 | -10.8863 | 12.198 | -8.829 | 6.1953 | -18.4149 | 31.0612 | -4.6258 | 32.8916 | 2.1242 |  |  | 68.3092 | 8.2049 |  |  | 50.2393 | 0.49205 | 31.4248 | -6.4956 | 31.6706 | -5.9488
2340 | -2.5961 | -10.8472 | 12.2732 | -8.7534 | 6.2152 | -18.3472 | 31.053 | -4.5816 | 32.9279 | 2.1606 |  |  | 68.3398 | 8.3247 |  |  | 50.3379 | 0.59061 | 31.4192 | -6.4566 | 31.6821 | -5.9097
2341 | -2.6825 | -10.9331 | 12.2364 | -8.7899 | 6.1934 | -18.3836 | 30.9993 | -4.6519 | 32.8705 | 2.1033 |  |  | 68.2905 | 8.2466 |  |  | 50.2593 | 0.51209 | 31.3736 | -6.5165 | 31.6361 | -5.9878
2342 | -2.7689 | -11.0191 | 12.1997 | -8.8264 | 6.1717 | -18.4201 | 30.9456 | -4.7222 | 32.8131 | 2.046 |  |  | 68.2412 | 8.1684 |  |  | 50.1808 | 0.43357 | 31.328 | -6.5764 | 31.59 | -6.0659
2343 | -2.8552 | -11.105 | 12.1629 | -8.8628 | 6.191 | -18.4566 | 30.9332 | -4.7925 | 32.7557 | 1.9888 |  |  | 68.2152 | 8.0903 |  |  | 50.1023 | 0.35504 | 31.3181 | -6.6363 | 31.544 | -6.1441
2344 | -2.8114 | -11.0607 | 12.2615 | -8.7639 | 6.263 | -18.3654 | 30.9739 | -4.7326 | 32.8077 | 2.0408 |  |  | 68.2192 | 8.1085 |  |  | 50.1045 | 0.35725 | 31.3536 | -6.5842 | 31.5746 | -6.0816
2345 | -2.7675 | -11.0165 | 12.3602 | -8.6649 | 6.335 | -18.2743 | 31.0146 | -4.6727 | 32.8597 | 2.0929 |  |  | 68.2231 | 8.1268 |  |  | 50.1067 | 0.35946 | 31.3892 | -6.5321 | 31.6052 | -6.0191
2346 | -2.7237 | -10.9722 | 12.4588 | -8.5659 | 6.3655 | -18.1831 | 31.0111 | -4.6128 | 32.9116 | 2.145 |  |  | 68.2167 | 8.145 |  |  | 50.1089 | 0.36166 | 31.3813 | -6.48 | 31.6357 | -5.9566
2347 | -2.8101 | -11.0581 | 12.4377 | -8.5868 | 6.3426 | -18.2248 | 30.9506 | -4.6935 | 32.8542 | 2.0877 |  |  | 68.1969 | 8.119 |  |  | 50.1059 | 0.35866 | 31.3175 | -6.5633 | 31.611 | -6.0086
2348 | -2.8964 | -11.1441 | 12.4165 | -8.6076 | 6.3197 | -18.2665 | 30.8901 | -4.7743 | 32.7968 | 2.0304 |  |  | 68.1771 | 8.0929 |  |  | 50.1029 | 0.35566 | 31.2537 | -6.6467 | 31.5863 | -6.0607
2349 | -2.9828 | -11.23 | 12.3954 | -8.6284 | 6.331 | -18.3081 | 30.8633 | -4.855 | 32.7394 | 1.9731 |  |  | 68.1787 | 8.0669 |  |  | 50.0999 | 0.35266 | 31.2278 | -6.73 | 31.5615 | -6.1128
2350 | -2.9676 | -11.2144 | 12.4602 | -8.5633 | 6.3867 | -18.2352 | 30.8803 | -4.8211 | 32.7471 | 1.9809 |  |  | 68.2081 | 8.1059 |  |  | 50.1594 | 0.41216 | 31.2512 | -6.6883 | 31.5967 | -6.0581
2351 | -2.9524 | -11.1988 | 12.5249 | -8.4982 | 6.4425 | -18.1623 | 30.8974 | -4.7873 | 32.7548 | 1.9888 |  |  | 68.2375 | 8.145 |  |  | 50.2189 | 0.47165 | 31.2746 | -6.6467 | 31.632 | -6.0034
2352 | -2.9372 | -11.1831 | 12.5897 | -8.4331 | 6.4833 | -18.0894 | 30.9023 | -4.7534 | 32.7625 | 1.9966 |  |  | 68.2682 | 8.1841 |  |  | 50.2784 | 0.53115 | 31.2788 | -6.605 | 31.6672 | -5.9488
2353 | -2.9559 | -11.2014 | 12.6337 | -8.3889 | 6.5044 | -18.0764 | 30.8914 | -4.7717 | 32.7833 | 2.0174 |  |  | 68.3003 | 8.2153 |  |  | 50.1947 | 0.44742 | 31.2579 | -6.6363 | 31.6736 | -5.9435
2354 | -2.9745 | -11.2196 | 12.6777 | -8.3446 | 6.5255 | -18.0633 | 30.8805 | -4.7899 | 32.804 | 2.0382 |  |  | 68.3325 | 8.2466 |  |  | 50.1109 | 0.36369 | 31.237 | -6.6675 | 31.68 | -5.9383
2355 | -2.9932 | -11.2378 | 12.7216 | -8.3003 | 6.5237 | -18.0503 | 30.8519 | -4.8081 | 32.8247 | 2.0591 |  |  | 68.3315 | 8.2778 |  |  | 50.0272 | 0.27996 | 31.1981 | -6.6988 | 31.6864 | -5.9331
2356 | -3.0718 | -11.3159 | 12.7057 | -8.3159 | 6.4915 | -18.0894 | 30.8 | -4.8654 | 32.7491 | 1.9835 |  |  | 68.2867 | 8.2205 |  |  | 49.9617 | 0.21445 | 31.1354 | -6.7665 | 31.6687 | -5.967
2357 | -3.1503 | -11.3941 | 12.6897 | -8.3316 | 6.4594 | -18.1284 | 30.7481 | -4.9227 | 32.6734 | 1.908 |  |  | 68.2419 | 8.1632 |  |  | 49.8962 | 0.14895 | 31.0728 | -6.8342 | 31.651 | -6.0008
2358 | -3.2289 | -11.4722 | 12.6738 | -8.3472 | 6.4594 | -18.1675 | 30.7282 | -4.98 | 32.5978 | 1.8325 |  |  | 68.2271 | 8.1059 |  |  | 49.8307 | 0.083448 | 31.0385 | -6.9019 | 31.6333 | -6.0347
2359 | -3.1981 | -11.4409 | 12.736 | -8.2847 | 6.5024 | -18.1102 | 30.7511 | -4.9435 | 32.6185 | 1.8533 |  |  | 68.2522 | 8.145 |  |  | 49.8459 | 0.098673 | 31.042 | -6.8863 | 31.6796 | -5.9748
2360 | -3.1672 | -11.4097 | 12.7982 | -8.2222 | 6.5454 | -18.0529 | 30.7739 | -4.9071 | 32.6393 | 1.8742 |  |  | 68.2773 | 8.1841 |  |  | 49.8611 | 0.1139 | 31.0456 | -6.8706 | 31.726 | -5.9149
2361 | -3.1364 | -11.3784 | 12.8603 | -8.1597 | 6.5771 | -17.9956 | 30.7863 | -4.8706 | 32.66 | 1.895 |  |  | 68.2777 | 8.2231 |  |  | 49.8764 | 0.12912 | 31.0428 | -6.855 | 31.7724 | -5.855
2362 | -3.1551 | -11.3967 | 12.8861 | -8.1336 | 6.5936 | -17.9852 | 30.7846 | -4.8784 | 32.6599 | 1.895 |  |  | 68.2451 | 8.1789 |  |  | 49.7978 | 0.0506 | 31.0314 | -6.8706 | 31.8134 | -5.8107
2363 | -3.1738 | -11.4149 | 12.9118 | -8.1076 | 6.6101 | -17.9748 | 30.7828 | -4.8863 | 32.6598 | 1.895 |  |  | 68.2125 | 8.1346 |  |  | 49.7193 | -0.027925 | 31.0201 | -6.8863 | 31.8544 | -5.7665
2364 | -3.1924 | -11.4331 | 12.9375 | -8.0816 | 6.6191 | -17.9644 | 30.7803 | -4.8941 | 32.6597 | 1.895 |  |  | 68.189 | 8.0903 |  |  | 49.6408 | -0.10645 | 31.0068 | -6.9019 | 31.8954 | -5.7222
2365 | -3.1955 | -11.4357 | 12.958 | -8.0607 | 6.6178 | -17.967 | 30.7768 | -4.8967 | 32.6439 | 1.8794 |  |  | 68.1781 | 8.0851 |  |  | 49.6456 | -0.10164 | 30.991 | -6.9175 | 31.9064 | -5.7196
2366 | -3.1985 | -11.4383 | 12.9786 | -8.0399 | 6.6165 | -17.9696 | 30.7732 | -4.8993 | 32.6282 | 1.8638 |  |  | 68.1671 | 8.0799 |  |  | 49.6504 | -0.096833 | 30.9752 | -6.9331 | 31.9174 | -5.717
2367 | -3.2015 | -11.4409 | 12.9991 | -8.0191 | 6.6181 | -17.9722 | 30.7719 | -4.9019 | 32.6124 | 1.8481 |  |  | 68.1576 | 8.0747 |  |  | 49.6552 | -0.092024 | 30.9556 | -6.9488 | 31.9284 | -5.7144
2368 | -3.2072 | -11.4461 | 13.004 | -8.0139 | 6.6239 | -17.9644 | 30.7735 | -4.8993 | 32.5889 | 1.8247 |  |  | 68.1499 | 8.0669 |  |  | 49.6131 | -0.13409 | 30.9309 | -6.9748 | 31.9554 | -5.6831
2369 | -3.2128 | -11.4514 | 13.0089 | -8.0086 | 6.6297 | -17.9566 | 30.7752 | -4.8967 | 32.5654 | 1.8013 |  |  | 68.1423 | 8.0591 |  |  | 49.5711 | -0.17616 | 30.9061 | -7.0008 | 31.9824 | -5.6519
2370 | -3.2185 | -11.4566 | 13.0138 | -8.0034 | 6.6286 | -17.9488 | 30.7762 | -4.8941 | 32.5418 | 1.7778 |  |  | 68.1354 | 8.0512 |  |  | 49.529 | -0.21823 | 30.8874 | -7.0269 | 32.0095 | -5.6206
2371 | -3.2059 | -11.4435 | 13.0213 | -7.9956 | 6.618 | -17.9618 | 30.7763 | -4.8941 | 32.513 | 1.7492 |  |  | 68.1296 | 8.046 |  |  | 49.5364 | -0.21081 | 30.8768 | -7.0347 | 32.0282 | -5.5946
2372 | -3.1933 | -11.4305 | 13.0288 | -7.9878 | 6.6073 | -17.9748 | 30.7765 | -4.8941 | 32.4843 | 1.7205 |  |  | 68.1238 | 8.0408 |  |  | 49.5438 | -0.2034 | 30.8663 | -7.0425 | 32.0469 | -5.5685
2373 | -3.1807 | -11.4175 | 13.0363 | -7.98 | 6.5757 | -17.9878 | 30.7587 | -4.8941 | 32.4555 | 1.6919 |  |  | 68.0901 | 8.0356 |  |  | 49.5512 | -0.19599 | 30.839 | -7.0503 | 32.0657 | -5.5425
2374 | -3.2254 | -11.4618 | 12.976 | -8.0399 | 6.5151 | -18.0555 | 30.7159 | -4.9435 | 32.4268 | 1.6632 |  |  | 68.0174 | 7.9523 |  |  | 49.5456 | -0.2016 | 30.7884 | -7.1076 | 32.0467 | -5.5816
2375 | -3.2701 | -11.506 | 12.9158 | -8.0998 | 6.4545 | -18.1232 | 30.6731 | -4.993 | 32.398 | 1.6346 |  |  | 67.9448 | 7.869 |  |  | 49.54 | -0.20721 | 30.7379 | -7.1649 | 32.0278 | -5.6206
2376 | -3.3148 | -11.5503 | 12.8556 | -8.1597 | 6.4233 | -18.1909 | 30.6713 | -5.0425 | 32.3693 | 1.6059 |  |  | 67.9162 | 7.7856 |  |  | 49.5344 | -0.21282 | 30.719 | -7.2222 | 32.0089 | -5.6597
2377 | -3.2527 | -11.4878 | 12.9048 | -8.1102 | 6.4336 | -18.1675 | 30.727 | -4.9696 | 32.3848 | 1.6216 |  |  | 67.9492 | 7.8377 |  |  | 49.6382 | -0.10905 | 30.7445 | -7.1831 | 32.0502 | -5.5946
2378 | -3.1907 | -11.4253 | 12.954 | -8.0607 | 6.4438 | -18.1441 | 30.7828 | -4.8967 | 32.4003 | 1.6372 |  |  | 67.9823 | 7.8898 |  |  | 49.7419 | -0.0052894 | 30.77 | -7.1441 | 32.0916 | -5.5295
2379 | -3.1286 | -11.3628 | 13.0031 | -8.0113 | 6.4221 | -18.1206 | 30.8046 | -4.8238 | 32.4158 | 1.6528 |  |  | 67.9934 | 7.9419 |  |  | 49.8457 | 0.098476 | 30.7732 | -7.105 | 32.133 | -5.4644
2380 | -3.1499 | -11.3836 | 12.9429 | -8.0711 | 6.3552 | -18.2014 | 30.7785 | -4.8654 | 32.3688 | 1.6059 |  |  | 67.9735 | 7.9106 |  |  | 49.7333 | -0.013906 | 30.7447 | -7.1441 | 32.1228 | -5.493
2381 | -3.1711 | -11.4045 | 12.8827 | -8.131 | 6.2883 | -18.2821 | 30.7525 | -4.9071 | 32.3218 | 1.5591 |  |  | 67.9535 | 7.8794 |  |  | 49.6209 | -0.12629 | 30.7163 | -7.1831 | 32.1126 | -5.5217
2382 | -3.1924 | -11.4253 | 12.8225 | -8.1909 | 6.2497 | -18.3628 | 30.7579 | -4.9488 | 32.2749 | 1.5122 |  |  | 67.9631 | 7.8481 |  |  | 49.5086 | -0.23867 | 30.7195 | -7.2222 | 32.1024 | -5.5503
2383 | -3.1277 | -11.3602 | 12.8378 | -8.1753 | 6.2516 | -18.3472 | 30.8081 | -4.8836 | 32.3294 | 1.5669 |  |  | 68.0148 | 7.9132 |  |  | 49.6722 | -0.075008 | 30.7679 | -7.1597 | 32.1278 | -5.5165
2384 | -3.0631 | -11.2951 | 12.8531 | -8.1597 | 6.2534 | -18.3316 | 30.8583 | -4.8185 | 32.384 | 1.6216 |  |  | 68.0664 | 7.9783 |  |  | 49.8359 | 0.088652 | 30.8162 | -7.0972 | 32.1532 | -5.4826
2385 | -2.9984 | -11.23 | 12.8684 | -8.1441 | 6.2404 | -18.3159 | 30.898 | -4.7534 | 32.4386 | 1.6763 |  |  | 68.0838 | 8.0434 |  |  | 49.9995 | 0.25231 | 30.8547 | -7.0347 | 32.1786 | -5.4488
2386 | -2.952 | -11.1831 | 12.8525 | -8.1597 | 6.206 | -18.3576 | 30.9224 | -4.7352 | 32.4359 | 1.6736 |  |  | 68.052 | 7.9966 |  |  | 49.9366 | 0.18941 | 30.8788 | -7.0165 | 32.1947 | -5.4227
2387 | -2.9055 | -11.1363 | 12.8365 | -8.1753 | 6.1716 | -18.3993 | 30.9468 | -4.717 | 32.4332 | 1.671 |  |  | 68.0203 | 7.9497 |  |  | 49.8737 | 0.12651 | 30.9029 | -6.9982 | 32.2108 | -5.3967
2388 | -2.8591 | -11.0894 | 12.8206 | -8.1909 | 6.1203 | -18.4409 | 30.9475 | -4.6988 | 32.4304 | 1.6684 |  |  | 67.996 | 7.9028 |  |  | 49.8108 | 0.063604 | 30.9015 | -6.98 | 32.2269 | -5.3706
2389 | -2.8882 | -11.118 | 12.7291 | -8.2821 | 6.0443 | -18.5217 | 30.9138 | -4.7404 | 32.3991 | 1.6372 |  |  | 67.9827 | 7.895 |  |  | 49.9458 | 0.19862 | 30.8634 | -7.0269 | 32.1812 | -5.4357
2390 | -2.9173 | -11.1467 | 12.6377 | -8.3732 | 5.9683 | -18.6024 | 30.88 | -4.7821 | 32.3677 | 1.6059 |  |  | 67.9694 | 7.8872 |  |  | 50.0809 | 0.33363 | 30.8252 | -7.0738 | 32.1356 | -5.5008
2391 | -2.9463 | -11.1753 | 12.5462 | -8.4644 | 5.9241 | -18.6831 | 30.8796 | -4.8238 | 32.3364 | 1.5747 |  |  | 67.9792 | 7.8794 |  |  | 50.2159 | 0.46864 | 30.8282 | -7.1206 | 32.0899 | -5.5659
2392 | -2.8739 | -11.1024 | 12.5615 | -8.4488 | 5.9261 | -18.6675 | 30.9278 | -4.7613 | 32.3623 | 1.6007 |  |  | 68.023 | 7.9315 |  |  | 50.166 | 0.41876 | 30.8915 | -7.0399 | 32.0853 | -5.5555
2393 | -2.8014 | -11.0295 | 12.5768 | -8.4331 | 5.9281 | -18.6519 | 30.976 | -4.6988 | 32.3882 | 1.6268 |  |  | 68.0667 | 7.9835 |  |  | 50.1161 | 0.36888 | 30.9548 | -6.9592 | 32.0806 | -5.5451
2394 | -2.7289 | -10.9566 | 12.5922 | -8.4175 | 5.8999 | -18.6363 | 30.9961 | -4.6363 | 32.4142 | 1.6528 |  |  | 68.0755 | 8.0356 |  |  | 50.0662 | 0.319 | 30.9931 | -6.8784 | 32.076 | -5.5347
2395 | -2.7424 | -10.9696 | 12.4955 | -8.5139 | 5.8271 | -18.7222 | 30.975 | -4.6701 | 32.4114 | 1.6502 |  |  | 68.0327 | 7.9783 |  |  | 50.1856 | 0.43838 | 30.9948 | -6.8889 | 32.0445 | -5.5764
2396 | -2.7558 | -10.9826 | 12.3988 | -8.6102 | 5.7543 | -18.8081 | 30.954 | -4.704 | 32.4087 | 1.6476 |  |  | 67.99 | 7.921 |  |  | 50.305 | 0.55777 | 30.9965 | -6.8993 | 32.013 | -5.618
2397 | -2.7693 | -10.9956 | 12.3022 | -8.7066 | 5.715 | -18.8941 | 30.9658 | -4.7378 | 32.406 | 1.645 |  |  | 67.9821 | 7.8637 |  |  | 50.4244 | 0.67716 | 31.025 | -6.9097 | 31.9816 | -5.6597
2398 | -2.7176 | -10.9435 | 12.3253 | -8.6831 | 5.7255 | -18.868 | 31.0264 | -4.6623 | 32.4554 | 1.6945 |  |  | 68.0261 | 7.9236 |  |  | 50.3589 | 0.61165 | 31.0934 | -6.829 | 31.9639 | -5.6649
2399 | -2.666 | -10.8915 | 12.3484 | -8.6597 | 5.736 | -18.842 | 31.0871 | -4.5868 | 32.5047 | 1.744 |  |  | 68.0701 | 7.9835 |  |  | 50.2934 | 0.54614 | 31.1617 | -6.7482 | 31.9462 | -5.6701
2400 | -2.6143 | -10.8394 | 12.3715 | -8.6363 | 5.7262 | -18.8159 | 31.1147 | -4.5113 | 32.5541 | 1.7934 |  |  | 68.0968 | 8.0434 |  |  | 50.2279 | 0.48063 | 31.1997 | -6.6675 | 31.9284 | -5.6753
2401 | -2.6356 | -10.8602 | 12.3009 | -8.7066 | 5.6863 | -18.8654 | 31.093 | -4.5477 | 32.5436 | 1.783 |  |  | 68.0978 | 8.0356 |  |  | 50.3082 | 0.56096 | 31.1922 | -6.6883 | 31.872 | -5.7508
2402 | -2.6569 | -10.881 | 12.2303 | -8.7769 | 5.6463 | -18.9149 | 31.0713 | -4.5842 | 32.5331 | 1.7726 |  |  | 68.0988 | 8.0278 |  |  | 50.3885 | 0.64128 | 31.1848 | -6.7092 | 31.8156 | -5.8264
2403 | -2.6781 | -10.9019 | 12.1596 | -8.8472 | 5.6348 | -18.9644 | 31.0778 | -4.6206 | 32.5225 | 1.7622 |  |  | 68.1304 | 8.02 |  |  | 50.4688 | 0.72161 | 31.2061 | -6.73 | 31.7592 | -5.9019
2404 | -2.6343 | -10.8576 | 12.1932 | -8.8133 | 5.666 | -18.9201 | 31.1269 | -4.5581 | 32.5615 | 1.8013 |  |  | 68.2082 | 8.1111 |  |  | 50.4189 | 0.67172 | 31.2709 | -6.6519 | 31.764 | -5.881
2405 | -2.5905 | -10.8133 | 12.2267 | -8.7795 | 5.6973 | -18.8758 | 31.1761 | -4.4956 | 32.6004 | 1.8403 |  |  | 68.286 | 8.2023 |  |  | 50.3691 | 0.62184 | 31.3357 | -6.5738 | 31.7689 | -5.8602
2406 | -2.5466 | -10.7691 | 12.2603 | -8.7456 | 5.7282 | -18.8316 | 31.2125 | -4.4331 | 32.6394 | 1.8794 |  |  | 68.3422 | 8.2934 |  |  | 50.3192 | 0.57195 | 31.3887 | -6.4956 | 31.7737 | -5.8394
2407 | -2.5445 | -10.7665 | 12.2573 | -8.7482 | 5.7583 | -18.8029 | 31.2296 | -4.4227 | 32.694 | 1.9341 |  |  | 68.3653 | 8.3065 |  |  | 50.4333 | 0.68613 | 31.4238 | -6.467 | 31.7492 | -5.8602
2408 | -2.5423 | -10.7639 | 12.2544 | -8.7508 | 5.7885 | -18.7743 | 31.2467 | -4.4123 | 32.7485 | 1.9888 |  |  | 68.3884 | 8.3195 |  |  | 50.5475 | 0.80031 | 31.4588 | -6.4383 | 31.7247 | -5.881
2409 | -2.5402 | -10.7613 | 12.2515 | -8.7534 | 5.7955 | -18.7456 | 31.2379 | -4.4019 | 32.8031 | 2.0434 |  |  | 68.3852 | 8.3325 |  |  | 50.6617 | 0.91449 | 31.4662 | -6.4097 | 31.7002 | -5.9019
2410 | -2.6083 | -10.829 | 12.1939 | -8.8107 | 5.7671 | -18.7821 | 31.1893 | -4.4592 | 32.7483 | 1.9888 |  |  | 68.3414 | 8.2804 |  |  | 50.5806 | 0.83335 | 31.4313 | -6.454 | 31.6276 | -5.9956
2411 | -2.6764 | -10.8967 | 12.1363 | -8.868 | 5.7386 | -18.8185 | 31.1406 | -4.5165 | 32.6935 | 1.9341 |  |  | 68.2977 | 8.2283 |  |  | 50.4994 | 0.75222 | 31.3965 | -6.4982 | 31.5551 | -6.0894
2412 | -2.7446 | -10.9644 | 12.0787 | -8.9253 | 5.7486 | -18.855 | 31.1241 | -4.5738 | 32.6387 | 1.8794 |  |  | 68.2888 | 8.1762 |  |  | 50.4183 | 0.67108 | 31.3987 | -6.5425 | 31.4826 | -6.1831
2413 | -2.7112 | -10.9305 | 12.1565 | -8.8472 | 5.8179 | -18.7691 | 31.1571 | -4.5269 | 32.7089 | 1.9497 |  |  | 68.3338 | 8.2361 |  |  | 50.371 | 0.6238 | 31.4584 | -6.467 | 31.4797 | -6.1623
2414 | -2.6778 | -10.8967 | 12.2343 | -8.7691 | 5.8873 | -18.6831 | 31.1902 | -4.48 | 32.7791 | 2.02 |  |  | 68.3789 | 8.296 |  |  | 50.3237 | 0.57652 | 31.5181 | -6.3915 | 31.4767 | -6.1415
2415 | -2.6443 | -10.8628 | 12.3121 | -8.6909 | 5.9329 | -18.5972 | 31.194 | -4.4331 | 32.8493 | 2.0903 |  |  | 68.4005 | 8.3559 |  |  | 50.2764 | 0.52924 | 31.5423 | -6.3159 | 31.4738 | -6.1206
2416 | -2.7333 | -10.9514 | 12.2753 | -8.7274 | 5.9413 | -18.5998 | 31.1524 | -4.4878 | 32.8127 | 2.0539 |  |  | 68.3854 | 8.3299 |  |  | 50.4167 | 0.66946 | 31.5112 | -6.3628 | 31.4246 | -6.1935
2417 | -2.8223 | -11.0399 | 12.2386 | -8.7639 | 5.9496 | -18.6024 | 31.1107 | -4.5425 | 32.7762 | 2.0174 |  |  | 68.3703 | 8.3039 |  |  | 50.5569 | 0.80967 | 31.4801 | -6.4097 | 31.3753 | -6.2665
2418 | -2.9113 | -11.1284 | 12.2018 | -8.8003 | 5.987 | -18.605 | 31.0973 | -4.5972 | 32.7396 | 1.9809 |  |  | 68.3791 | 8.2778 |  |  | 50.6971 | 0.94989 | 31.4771 | -6.4566 | 31.3261 | -6.3394
2419 | -2.8805 | -11.0972 | 12.2926 | -8.7092 | 6.07 | -18.5086 | 31.1286 | -4.5529 | 32.8046 | 2.046 |  |  | 68.4253 | 8.3351 |  |  | 50.5691 | 0.82188 | 31.5185 | -6.4019 | 31.3503 | -6.2951
2420 | -2.8497 | -11.0659 | 12.3835 | -8.618 | 6.153 | -18.4123 | 31.1598 | -4.5086 | 32.8696 | 2.1111 |  |  | 68.4716 | 8.3924 |  |  | 50.4411 | 0.69387 | 31.5599 | -6.3472 | 31.3745 | -6.2508
2421 | -2.8189 | -11.0347 | 12.4743 | -8.5269 | 6.2173 | -18.3159 | 31.1767 | -4.4644 | 32.9346 | 2.1763 |  |  | 68.5019 | 8.4497 |  |  | 50.3131 | 0.56586 | 31.5826 | -6.2925 | 31.3988 | -6.2066
2422 | -2.8532 | -11.0685 | 12.5026 | -8.4982 | 6.2518 | -18.2899 | 31.1709 | -4.4774 | 32.9241 | 2.1658 |  |  | 68.5068 | 8.4471 |  |  | 50.3413 | 0.5941 | 31.5759 | -6.3081 | 31.3926 | -6.2222
2423 | -2.8875 | -11.1024 | 12.531 | -8.4696 | 6.2864 | -18.2639 | 31.165 | -4.4904 | 32.9135 | 2.1554 |  |  | 68.5117 | 8.4445 |  |  | 50.3695 | 0.62233 | 31.5691 | -6.3238 | 31.3865 | -6.2378
2424 | -2.9217 | -11.1363 | 12.5593 | -8.4409 | 6.3253 | -18.2378 | 31.1546 | -4.5034 | 32.903 | 2.145 |  |  | 68.518 | 8.4419 |  |  | 50.3978 | 0.65057 | 31.5607 | -6.3394 | 31.3804 | -6.2534
2425 | -2.9534 | -11.1675 | 12.6085 | -8.3915 | 6.3712 | -18.1883 | 31.1368 | -4.5217 | 32.8873 | 2.1294 |  |  | 68.5266 | 8.4523 |  |  | 50.4599 | 0.71266 | 31.5494 | -6.3498 | 31.3889 | -6.243
2426 | -2.9851 | -11.1988 | 12.6576 | -8.342 | 6.4172 | -18.1389 | 31.119 | -4.5399 | 32.8715 | 2.1138 |  |  | 68.5351 | 8.4627 |  |  | 50.522 | 0.77476 | 31.5381 | -6.3602 | 31.3975 | -6.2326
2427 | -3.0168 | -11.23 | 12.7068 | -8.2925 | 6.4599 | -18.0894 | 31.0967 | -4.5581 | 32.8558 | 2.0981 |  |  | 68.5616 | 8.4731 |  |  | 50.584 | 0.83685 | 31.5263 | -6.3706 | 31.406 | -6.2222
2428 | -3.0485 | -11.2613 | 12.7612 | -8.2378 | 6.4975 | -18.0529 | 31.0669 | -4.5894 | 32.8609 | 2.1033 |  |  | 68.6173 | 8.5356 |  |  | 50.5159 | 0.76873 | 31.5134 | -6.3836 | 31.425 | -6.2014
2429 | -3.0802 | -11.2925 | 12.8155 | -8.1831 | 6.535 | -18.0165 | 31.0371 | -4.6206 | 32.866 | 2.1085 |  |  | 68.6729 | 8.5981 |  |  | 50.4478 | 0.70062 | 31.5006 | -6.3967 | 31.4439 | -6.1805
2430 | -3.1119 | -11.3238 | 12.8699 | -8.1284 | 6.5668 | -17.98 | 31.017 | -4.6519 | 32.8711 | 2.1138 |  |  | 68.7121 | 8.6606 |  |  | 50.3797 | 0.6325 | 31.4798 | -6.4097 | 31.4629 | -6.1597
2431 | -3.1384 | -11.3498 | 12.9087 | -8.0894 | 6.5891 | -17.9592 | 31.0128 | -4.6519 | 32.8293 | 2.0721 |  |  | 68.7243 | 8.6658 |  |  | 50.3272 | 0.58001 | 31.4461 | -6.4461 | 31.4793 | -6.1441
2432 | -3.1649 | -11.3758 | 12.9474 | -8.0503 | 6.6113 | -17.9383 | 31.0087 | -4.6519 | 32.7875 | 2.0304 |  |  | 68.7366 | 8.671 |  |  | 50.2747 | 0.52751 | 31.4125 | -6.4826 | 31.4956 | -6.1284
2433 | -3.1913 | -11.4019 | 12.9862 | -8.0113 | 6.6303 | -17.9175 | 30.994 | -4.6519 | 32.7457 | 1.9888 |  |  | 68.7228 | 8.6762 |  |  | 50.2222 | 0.47502 | 31.3803 | -6.5191 | 31.512 | -6.1128
2434 | -3.223 | -11.4331 | 13.0093 | -7.9878 | 6.6437 | -17.9045 | 30.9619 | -4.6883 | 32.73 | 1.9731 |  |  | 68.6664 | 8.6111 |  |  | 50.2635 | 0.51628 | 31.3505 | -6.5477 | 31.5312 | -6.0946
2435 | -3.2547 | -11.4644 | 13.0324 | -7.9644 | 6.6572 | -17.8915 | 30.9298 | -4.7248 | 32.7143 | 1.9575 |  |  | 68.6099 | 8.546 |  |  | 50.3047 | 0.55754 | 31.3207 | -6.5764 | 31.5505 | -6.0764
2436 | -3.2864 | -11.4956 | 13.0555 | -7.9409 | 6.6711 | -17.8784 | 30.9037 | -4.7613 | 32.6985 | 1.9419 |  |  | 68.5724 | 8.4809 |  |  | 50.346 | 0.5988 | 31.2929 | -6.605 | 31.5697 | -6.0581
2437 | -3.3181 | -11.5269 | 13.0995 | -7.8967 | 6.6859 | -17.8628 | 30.8875 | -4.7743 | 32.6828 | 1.9263 |  |  | 68.5663 | 8.4835 |  |  | 50.3872 | 0.64005 | 31.2687 | -6.6284 | 31.5994 | -6.0269
2438 | -3.3498 | -11.5581 | 13.1434 | -7.8524 | 6.7006 | -17.8472 | 30.8714 | -4.7873 | 32.6671 | 1.9106 |  |  | 68.5602 | 8.4861 |  |  | 50.4285 | 0.68131 | 31.2444 | -6.6519 | 31.6291 | -5.9956
2439 | -3.3815 | -11.5894 | 13.1874 | -7.8081 | 6.7129 | -17.8316 | 30.8623 | -4.8003 | 32.6513 | 1.895 |  |  | 68.5599 | 8.4887 |  |  | 50.4698 | 0.72257 | 31.2221 | -6.6753 | 31.6588 | -5.9644
2440 | -3.4002 | -11.6076 | 13.2105 | -7.7847 | 6.7212 | -17.8238 | 30.865 | -4.7951 | 32.6252 | 1.869 |  |  | 68.5691 | 8.4992 |  |  | 50.4225 | 0.67528 | 31.2031 | -6.6935 | 31.6829 | -5.9331
2441 | -3.4188 | -11.6258 | 13.2336 | -7.7613 | 6.7294 | -17.8159 | 30.8677 | -4.7899 | 32.599 | 1.8429 |  |  | 68.5783 | 8.5096 |  |  | 50.3752 | 0.628 | 31.184 | -6.7118 | 31.7069 | -5.9019
2442 | -3.4375 | -11.6441 | 13.2568 | -7.7378 | 6.7118 | -17.8081 | 30.8424 | -4.7847 | 32.5729 | 1.8169 |  |  | 68.548 | 8.52 |  |  | 50.3279 | 0.58071 | 31.1389 | -6.73 | 31.7309 | -5.8706
2443 | -3.5109 | -11.717 | 13.207 | -7.7873 | 6.6507 | -17.8784 | 30.7699 | -4.868 | 32.505 | 1.7492 |  |  | 68.451 | 8.408 |  |  | 50.2806 | 0.53343 | 31.0497 | -6.829 | 31.7159 | -5.9045
2444 | -3.5842 | -11.7899 | 13.1572 | -7.8368 | 6.5895 | -17.9488 | 30.6973 | -4.9514 | 32.4372 | 1.6815 |  |  | 68.354 | 8.296 |  |  | 50.2333 | 0.48614 | 30.9606 | -6.9279 | 31.7008 | -5.9383
2445 | -3.6576 | -11.8628 | 13.1074 | -7.8863 | 6.5628 | -18.0191 | 30.6638 | -5.0347 | 32.3694 | 1.6138 |  |  | 68.3071 | 8.1841 |  |  | 50.186 | 0.43886 | 30.9135 | -7.0269 | 31.6857 | -5.9722
2446 | -3.6007 | -11.8055 | 13.1618 | -7.8316 | 6.5947 | -17.9722 | 30.6967 | -4.9852 | 32.3979 | 1.6424 |  |  | 68.3456 | 8.244 |  |  | 50.308 | 0.56084 | 30.9376 | -6.9852 | 31.744 | -5.8967
2447 | -3.5439 | -11.7482 | 13.2161 | -7.7769 | 6.6265 | -17.9253 | 30.7296 | -4.9357 | 32.4265 | 1.671 |  |  | 68.3841 | 8.3039 |  |  | 50.43 | 0.68283 | 30.9618 | -6.9435 | 31.8022 | -5.8211
2448 | -3.487 | -11.6909 | 13.2705 | -7.7222 | 6.6469 | -17.8784 | 30.755 | -4.8863 | 32.455 | 1.6997 |  |  | 68.4177 | 8.3637 |  |  | 50.552 | 0.80481 | 30.9746 | -6.9019 | 31.8604 | -5.7456
2449 | -3.4797 | -11.6831 | 13.2754 | -7.717 | 6.6475 | -17.8836 | 30.7677 | -4.8784 | 32.4393 | 1.6841 |  |  | 68.4432 | 8.3846 |  |  | 50.4552 | 0.70805 | 30.9681 | -6.9149 | 31.892 | -5.7196
2450 | -3.4723 | -11.6753 | 13.2803 | -7.7118 | 6.6482 | -17.8889 | 30.7805 | -4.8706 | 32.4235 | 1.6684 |  |  | 68.4686 | 8.4054 |  |  | 50.3585 | 0.61128 | 30.9617 | -6.9279 | 31.9235 | -5.6935
2451 | -3.4649 | -11.6675 | 13.2852 | -7.7066 | 6.6431 | -17.8941 | 30.7947 | -4.8628 | 32.4078 | 1.6528 |  |  | 68.4713 | 8.4262 |  |  | 50.2617 | 0.51452 | 30.9619 | -6.9409 | 31.955 | -5.6675
2452 | -3.4576 | -11.6597 | 13.2849 | -7.7066 | 6.6282 | -17.9097 | 30.8114 | -4.8446 | 32.3712 | 1.6164 |  |  | 68.4347 | 8.382 |  |  | 50.316 | 0.56879 | 30.9739 | -6.9253 | 31.9805 | -5.6389
2453 | -3.4502 | -11.6519 | 13.2846 | -7.7066 | 6.6133 | -17.9253 | 30.8282 | -4.8264 | 32.3347 | 1.5799 |  |  | 68.3982 | 8.3377 |  |  | 50.3703 | 0.62307 | 30.9858 | -6.9097 | 32.0059 | -5.6102
2454 | -3.4428 | -11.6441 | 13.2842 | -7.7066 | 6.5971 | -17.9409 | 30.8379 | -4.8081 | 32.2981 | 1.5434 |  |  | 68.3738 | 8.2934 |  |  | 50.4245 | 0.67734 | 30.9932 | -6.8941 | 32.0314 | -5.5816
2455 | -3.4303 | -11.631 | 13.2839 | -7.7066 | 6.5787 | -17.9592 | 30.8353 | -4.8133 | 32.3214 | 1.5669 |  |  | 68.3705 | 8.296 |  |  | 50.3798 | 0.63266 | 30.9927 | -6.8967 | 32.0388 | -5.579
2456 | -3.4177 | -11.618 | 13.2836 | -7.7066 | 6.5602 | -17.9774 | 30.8327 | -4.8185 | 32.3447 | 1.5903 |  |  | 68.3672 | 8.2986 |  |  | 50.3352 | 0.58798 | 30.9921 | -6.8993 | 32.0463 | -5.5764
2457 | -3.4051 | -11.605 | 13.2833 | -7.7066 | 6.5408 | -17.9956 | 30.8358 | -4.8238 | 32.3681 | 1.6138 |  |  | 68.385 | 8.3012 |  |  | 50.2905 | 0.5433 | 30.9957 | -6.9019 | 32.0538 | -5.5738
2458 | -3.3925 | -11.592 | 13.27 | -7.7196 | 6.5198 | -18.0165 | 30.8487 | -4.8081 | 32.3497 | 1.5955 |  |  | 68.4401 | 8.3637 |  |  | 50.3604 | 0.6132 | 31.0067 | -6.8889 | 32.0724 | -5.5503
2459 | -3.3799 | -11.579 | 13.2566 | -7.7326 | 6.4987 | -18.0373 | 30.8616 | -4.7925 | 32.3314 | 1.5773 |  |  | 68.4951 | 8.4262 |  |  | 50.4303 | 0.6831 | 31.0177 | -6.8758 | 32.091 | -5.5269
2460 | -3.3674 | -11.5659 | 13.2433 | -7.7456 | 6.4775 | -18.0581 | 30.8737 | -4.7769 | 32.313 | 1.5591 |  |  | 68.5297 | 8.4887 |  |  | 50.5002 | 0.753 | 31.0285 | -6.8628 | 32.1096 | -5.5034
2461 | -3.3522 | -11.5503 | 13.2274 | -7.7613 | 6.4562 | -18.079 | 30.8845 | -4.7665 | 32.2947 | 1.5408 |  |  | 68.5278 | 8.4783 |  |  | 50.4451 | 0.6979 | 31.039 | -6.8524 | 32.1123 | -5.5034
2462 | -3.337 | -11.5347 | 13.2114 | -7.7769 | 6.4348 | -18.0998 | 30.8954 | -4.756 | 32.2763 | 1.5226 |  |  | 68.5259 | 8.4679 |  |  | 50.39 | 0.6428 | 31.0496 | -6.842 | 32.1149 | -5.5034
2463 | -3.3218 | -11.5191 | 13.1955 | -7.7925 | 6.415 | -18.1206 | 30.9101 | -4.7456 | 32.258 | 1.5044 |  |  | 68.5135 | 8.4575 |  |  | 50.3349 | 0.5877 | 31.0633 | -6.8316 | 32.1175 | -5.5034
2464 | -3.3093 | -11.506 | 13.1743 | -7.8133 | 6.3983 | -18.1363 | 30.9318 | -4.7222 | 32.2813 | 1.5278 |  |  | 68.4822 | 8.4236 |  |  | 50.4308 | 0.68364 | 31.0827 | -6.8107 | 32.1181 | -5.5008
2465 | -3.2967 | -11.493 | 13.1532 | -7.8342 | 6.3815 | -18.1519 | 30.9534 | -4.6988 | 32.3047 | 1.5513 |  |  | 68.4509 | 8.3898 |  |  | 50.5268 | 0.77958 | 31.1022 | -6.7899 | 32.1187 | -5.4982
2466 | -3.2841 | -11.48 | 13.132 | -7.855 | 6.36 | -18.1675 | 30.9732 | -4.6753 | 32.328 | 1.5747 |  |  | 68.4162 | 8.3559 |  |  | 50.6227 | 0.87552 | 31.1245 | -6.7691 | 32.1192 | -5.4956
2467 | -3.2741 | -11.4696 | 13.1005 | -7.8863 | 6.3301 | -18.1988 | 30.9896 | -4.6597 | 32.3227 | 1.5695 |  |  | 68.3752 | 8.3143 |  |  | 50.5754 | 0.82823 | 31.152 | -6.7404 | 32.111 | -5.5086
2468 | -3.2642 | -11.4592 | 13.0689 | -7.9175 | 6.3001 | -18.23 | 31.0059 | -4.6441 | 32.3173 | 1.5643 |  |  | 68.3343 | 8.2726 |  |  | 50.5281 | 0.78095 | 31.1796 | -6.7118 | 32.1027 | -5.5217
2469 | -3.2542 | -11.4488 | 13.0373 | -7.9488 | 6.2736 | -18.2613 | 31.0219 | -4.6284 | 32.312 | 1.5591 |  |  | 68.3207 | 8.2309 |  |  | 50.4808 | 0.73366 | 31.2042 | -6.6831 | 32.0944 | -5.5347
2470 | -3.2364 | -11.4305 | 13.0188 | -7.967 | 6.2533 | -18.2795 | 31.0373 | -4.6128 | 32.3197 | 1.5669 |  |  | 68.3569 | 8.2778 |  |  | 50.5716 | 0.82439 | 31.2235 | -6.6649 | 32.1039 | -5.5165
2471 | -3.2186 | -11.4123 | 13.0003 | -7.9852 | 6.233 | -18.2977 | 31.0528 | -4.5972 | 32.3274 | 1.5747 |  |  | 68.3931 | 8.3247 |  |  | 50.6623 | 0.91512 | 31.2428 | -6.6467 | 32.1133 | -5.4982
2472 | -3.2008 | -11.3941 | 12.9817 | -8.0034 | 6.2148 | -18.3159 | 31.0666 | -4.5816 | 32.3351 | 1.5825 |  |  | 68.4176 | 8.3716 |  |  | 50.753 | 1.0058 | 31.2641 | -6.6284 | 32.1228 | -5.48
2473 | -3.1987 | -11.3915 | 12.9632 | -8.0217 | 6.2007 | -18.329 | 31.0774 | -4.5711 | 32.3298 | 1.5773 |  |  | 68.4206 | 8.369 |  |  | 50.6927 | 0.94554 | 31.289 | -6.6024 | 32.0969 | -5.5139
2474 | -3.1965 | -11.3889 | 12.9446 | -8.0399 | 6.1865 | -18.342 | 31.0882 | -4.5607 | 32.3245 | 1.5721 |  |  | 68.4236 | 8.3664 |  |  | 50.6324 | 0.88523 | 31.314 | -6.5764 | 32.071 | -5.5477
2475 | -3.1944 | -11.3863 | 12.9261 | -8.0581 | 6.1717 | -18.355 | 31.1036 | -4.5503 | 32.3192 | 1.5669 |  |  | 68.4245 | 8.3637 |  |  | 50.5721 | 0.82492 | 31.3392 | -6.5503 | 32.0451 | -5.5816
2476 | -3.1766 | -11.368 | 12.8919 | -8.092 | 6.1559 | -18.3706 | 31.1277 | -4.5243 | 32.3242 | 1.5721 |  |  | 68.4217 | 8.3611 |  |  | 50.6758 | 0.92868 | 31.3651 | -6.5243 | 32.0326 | -5.5894
2477 | -3.1588 | -11.3498 | 12.8577 | -8.1258 | 6.14 | -18.3863 | 31.1517 | -4.4982 | 32.3293 | 1.5773 |  |  | 68.4189 | 8.3585 |  |  | 50.7796 | 1.0324 | 31.391 | -6.4982 | 32.0201 | -5.5972
2478 | -3.141 | -11.3316 | 12.8236 | -8.1597 | 6.124 | -18.4019 | 31.1731 | -4.4722 | 32.3344 | 1.5825 |  |  | 68.4177 | 8.3559 |  |  | 50.8833 | 1.1362 | 31.4153 | -6.4722 | 32.0076 | -5.605
2479 | -3.1415 | -11.3316 | 12.7946 | -8.1883 | 6.1079 | -18.4175 | 31.1897 | -4.4566 | 32.3395 | 1.5877 |  |  | 68.4194 | 8.3585 |  |  | 50.8439 | 1.0967 | 31.4365 | -6.4514 | 31.9852 | -5.631
2480 | -3.1419 | -11.3316 | 12.7657 | -8.217 | 6.0917 | -18.4331 | 31.2064 | -4.4409 | 32.3446 | 1.5929 |  |  | 68.4212 | 8.3611 |  |  | 50.8044 | 1.0572 | 31.4578 | -6.4305 | 31.9627 | -5.6571
2481 | -3.1424 | -11.3316 | 12.7367 | -8.2456 | 6.0795 | -18.4488 | 31.2218 | -4.4253 | 32.3497 | 1.5981 |  |  | 68.4416 | 8.3637 |  |  | 50.7649 | 1.0177 | 31.4828 | -6.4097 | 31.9403 | -5.6831
2482 | -3.1246 | -11.3133 | 12.726 | -8.256 | 6.0749 | -18.4514 | 31.2349 | -4.4123 | 32.3991 | 1.6476 |  |  | 68.4969 | 8.4262 |  |  | 50.8348 | 1.0876 | 31.515 | -6.3758 | 31.9231 | -5.6909
2483 | -3.1068 | -11.2951 | 12.7152 | -8.2665 | 6.0702 | -18.454 | 31.248 | -4.3993 | 32.4485 | 1.6971 |  |  | 68.5523 | 8.4887 |  |  | 50.9047 | 1.1575 | 31.5472 | -6.342 | 31.9059 | -5.6988
2484 | -3.089 | -11.2769 | 12.7045 | -8.2769 | 6.047 | -18.4566 | 31.2404 | -4.3863 | 32.4978 | 1.7466 |  |  | 68.5664 | 8.5512 |  |  | 50.9746 | 1.2274 | 31.5609 | -6.3081 | 31.8887 | -5.7066
2485 | -3.1494 | -11.3368 | 12.6209 | -8.3602 | 5.9886 | -18.5217 | 31.1932 | -4.4409 | 32.4222 | 1.671 |  |  | 68.5019 | 8.4705 |  |  | 50.9273 | 1.1802 | 31.5392 | -6.3368 | 31.826 | -5.7873
2486 | -3.2097 | -11.3967 | 12.5372 | -8.4435 | 5.9301 | -18.5868 | 31.1461 | -4.4956 | 32.3466 | 1.5955 |  |  | 68.4373 | 8.3898 |  |  | 50.88 | 1.1329 | 31.5176 | -6.3654 | 31.7634 | -5.868
2487 | -3.2701 | -11.4566 | 12.4536 | -8.5269 | 5.9055 | -18.6519 | 31.1334 | -4.5503 | 32.2709 | 1.52 |  |  | 68.4059 | 8.3091 |  |  | 50.8327 | 1.0856 | 31.5227 | -6.3941 | 31.7007 | -5.9488
2488 | -3.2184 | -11.4045 | 12.4845 | -8.4956 | 5.946 | -18.5972 | 31.187 | -4.4826 | 32.3515 | 1.6007 |  |  | 68.438 | 8.3559 |  |  | 50.9104 | 1.1633 | 31.5792 | -6.3264 | 31.7046 | -5.9227
2489 | -3.1668 | -11.3524 | 12.5154 | -8.4644 | 5.9865 | -18.5425 | 31.2405 | -4.4149 | 32.4322 | 1.6815 |  |  | 68.4701 | 8.4028 |  |  | 50.9881 | 1.241 | 31.6358 | -6.2586 | 31.7084 | -5.8967
2490 | -3.1152 | -11.3003 | 12.5464 | -8.4331 | 5.9994 | -18.4878 | 31.2611 | -4.3472 | 32.5128 | 1.7622 |  |  | 68.4852 | 8.4497 |  |  | 51.0659 | 1.3187 | 31.6646 | -6.1909 | 31.7123 | -5.8706
2491 | -3.1833 | -11.368 | 12.4679 | -8.5113 | 5.9589 | -18.5399 | 31.2178 | -4.4045 | 32.4684 | 1.7179 |  |  | 68.4672 | 8.4236 |  |  | 50.9977 | 1.2506 | 31.6398 | -6.2274 | 31.6495 | -5.9566
2492 | -3.2515 | -11.4357 | 12.3895 | -8.5894 | 5.9184 | -18.592 | 31.1745 | -4.4618 | 32.424 | 1.6736 |  |  | 68.4492 | 8.3976 |  |  | 50.9296 | 1.1824 | 31.615 | -6.2639 | 31.5866 | -6.0425
2493 | -3.3196 | -11.5034 | 12.3111 | -8.6675 | 5.905 | -18.6441 | 31.1584 | -4.5191 | 32.3796 | 1.6294 |  |  | 68.4425 | 8.3716 |  |  | 50.8615 | 1.1143 | 31.6151 | -6.3003 | 31.5238 | -6.1284
2494 | -3.2758 | -11.4592 | 12.3498 | -8.6284 | 5.9448 | -18.592 | 31.1956 | -4.4696 | 32.442 | 1.6919 |  |  | 68.4578 | 8.3924 |  |  | 50.9079 | 1.1608 | 31.664 | -6.2404 | 31.5404 | -6.0946
2495 | -3.232 | -11.4149 | 12.3885 | -8.5894 | 5.9846 | -18.5399 | 31.2329 | -4.4201 | 32.5044 | 1.7544 |  |  | 68.4731 | 8.4132 |  |  | 50.9544 | 1.2072 | 31.7128 | -6.1805 | 31.5569 | -6.0607
2496 | -3.1882 | -11.3706 | 12.4273 | -8.5503 | 6.0206 | -18.4878 | 31.2609 | -4.3706 | 32.5668 | 1.8169 |  |  | 68.5151 | 8.4341 |  |  | 51.0009 | 1.2537 | 31.7553 | -6.1206 | 31.5735 | -6.0269
2497 | -3.2016 | -11.3836 | 12.4348 | -8.5425 | 6.049 | -18.4618 | 31.2709 | -4.3654 | 32.5589 | 1.8091 |  |  | 68.6097 | 8.5382 |  |  | 50.9353 | 1.1882 | 31.7849 | -6.0946 | 31.5559 | -6.0451
2498 | -3.2151 | -11.3967 | 12.4423 | -8.5347 | 6.0774 | -18.4357 | 31.2809 | -4.3602 | 32.5509 | 1.8013 |  |  | 68.7043 | 8.6424 |  |  | 50.8698 | 1.1226 | 31.8146 | -6.0685 | 31.5384 | -6.0633
2499 | -3.2286 | -11.4097 | 12.4498 | -8.5269 | 6.091 | -18.4097 | 31.2729 | -4.355 | 32.543 | 1.7934 |  |  | 68.7495 | 8.7466 |  |  | 50.8043 | 1.0571 | 31.819 | -6.0425 | 31.5208 | -6.0816
2500 | -3.2993 | -11.48 | 12.413 | -8.5633 | 6.0748 | -18.4305 | 31.2293 | -4.4045 | 32.5064 | 1.757 |  |  | 68.696 | 8.6736 |  |  | 50.8716 | 1.1244 | 31.7731 | -6.0972 | 31.4736 | -6.1441
2501 | -3.3701 | -11.5503 | 12.3762 | -8.5998 | 6.0587 | -18.4514 | 31.1857 | -4.454 | 32.4699 | 1.7205 |  |  | 68.6426 | 8.6007 |  |  | 50.9389 | 1.1917 | 31.7273 | -6.1519 | 31.4264 | -6.2066
2502 | -3.4409 | -11.6206 | 12.3395 | -8.6363 | 6.0692 | -18.4722 | 31.167 | -4.5034 | 32.4333 | 1.6841 |  |  | 68.6219 | 8.5278 |  |  | 51.0062 | 1.259 | 31.7146 | -6.2066 | 31.3792 | -6.2691
2503 | -3.4101 | -11.5894 | 12.3991 | -8.5764 | 6.1336 | -18.3967 | 31.1984 | -4.4618 | 32.48 | 1.7309 |  |  | 68.6669 | 8.5877 |  |  | 50.9224 | 1.1752 | 31.7686 | -6.1389 | 31.4083 | -6.2196
2504 | -3.3793 | -11.5581 | 12.4586 | -8.5165 | 6.1979 | -18.3211 | 31.2298 | -4.4201 | 32.5268 | 1.7778 |  |  | 68.7119 | 8.6476 |  |  | 50.8387 | 1.0915 | 31.8226 | -6.0711 | 31.4375 | -6.1701
2505 | -3.3485 | -11.5269 | 12.5182 | -8.4566 | 6.2389 | -18.2456 | 31.2354 | -4.3784 | 32.5736 | 1.8247 |  |  | 68.7341 | 8.7075 |  |  | 50.7549 | 1.0077 | 31.8473 | -6.0034 | 31.4666 | -6.1206
2506 | -3.4062 | -11.5842 | 12.4893 | -8.4852 | 6.2328 | -18.2613 | 31.1888 | -4.4357 | 32.5422 | 1.7934 |  |  | 68.7104 | 8.6736 |  |  | 50.6816 | 0.93441 | 31.8129 | -6.0503 | 31.4408 | -6.1649
2507 | -3.4639 | -11.6415 | 12.4603 | -8.5139 | 6.2266 | -18.2769 | 31.1422 | -4.493 | 32.5108 | 1.7622 |  |  | 68.6866 | 8.6398 |  |  | 50.6082 | 0.86108 | 31.7785 | -6.0972 | 31.415 | -6.2092
2508 | -3.5217 | -11.6988 | 12.4313 | -8.5425 | 6.2492 | -18.2925 | 31.1217 | -4.5503 | 32.4795 | 1.7309 |  |  | 68.6717 | 8.6059 |  |  | 50.5349 | 0.78774 | 31.7681 | -6.1441 | 31.3891 | -6.2534
2509 | -3.4779 | -11.6545 | 12.5274 | -8.4461 | 6.3305 | -18.1988 | 31.1546 | -4.506 | 32.534 | 1.7856 |  |  | 68.6747 | 8.6137 |  |  | 50.6621 | 0.91493 | 31.8068 | -6.0946 | 31.4241 | -6.2014
2510 | -3.434 | -11.6102 | 12.6234 | -8.3498 | 6.4117 | -18.105 | 31.1876 | -4.4618 | 32.5886 | 1.8403 |  |  | 68.6777 | 8.6216 |  |  | 50.7893 | 1.0421 | 31.8456 | -6.0451 | 31.4591 | -6.1493
2511 | -3.3902 | -11.5659 | 12.7195 | -8.2534 | 6.4628 | -18.0113 | 31.1954 | -4.4175 | 32.6432 | 1.895 |  |  | 68.6944 | 8.6294 |  |  | 50.9164 | 1.1693 | 31.8568 | -5.9956 | 31.4941 | -6.0972
2512 | -3.4766 | -11.6519 | 12.6931 | -8.2795 | 6.4515 | -18.0347 | 31.1513 | -4.4722 | 32.5858 | 1.8377 |  |  | 68.7391 | 8.6789 |  |  | 50.7832 | 1.0361 | 31.8109 | -6.0529 | 31.4858 | -6.1232
2513 | -3.563 | -11.7378 | 12.6667 | -8.3055 | 6.4403 | -18.0581 | 31.1071 | -4.5269 | 32.5284 | 1.7804 |  |  | 68.7838 | 8.7283 |  |  | 50.65 | 0.90284 | 31.7651 | -6.1102 | 31.4775 | -6.1493
2514 | -3.6494 | -11.8238 | 12.6404 | -8.3316 | 6.4543 | -18.0816 | 31.0851 | -4.5816 | 32.471 | 1.7231 |  |  | 68.836 | 8.7778 |  |  | 50.5168 | 0.76961 | 31.7441 | -6.1675 | 31.4692 | -6.1753
2515 | -3.6056 | -11.7795 | 12.7312 | -8.2404 | 6.5209 | -18.0034 | 31.1092 | -4.5477 | 32.5646 | 1.8169 |  |  | 68.9039 | 8.8481 |  |  | 50.5372 | 0.79002 | 31.7749 | -6.1258 | 31.534 | -6.0946
2516 | -3.5618 | -11.7352 | 12.8221 | -8.1493 | 6.5875 | -17.9253 | 31.1333 | -4.5139 | 32.6583 | 1.9106 |  |  | 68.9717 | 8.9184 |  |  | 50.5576 | 0.81043 | 31.8057 | -6.0842 | 31.5988 | -6.0139
2517 | -3.5179 | -11.6909 | 12.9129 | -8.0581 | 6.6457 | -17.8472 | 31.1515 | -4.48 | 32.7519 | 2.0044 |  |  | 69.0051 | 8.9887 |  |  | 50.578 | 0.83085 | 31.828 | -6.0425 | 31.6636 | -5.9331
2518 | -3.5184 | -11.6909 | 12.9542 | -8.0165 | 6.6861 | -17.8107 | 31.1572 | -4.4774 | 32.7257 | 1.9783 |  |  | 68.9659 | 8.9367 |  |  | 50.6297 | 0.88251 | 31.8323 | -6.0425 | 31.6892 | -5.9097
2519 | -3.5188 | -11.6909 | 12.9956 | -7.9748 | 6.7265 | -17.7743 | 31.163 | -4.4748 | 32.6996 | 1.9523 |  |  | 68.9268 | 8.8846 |  |  | 50.6813 | 0.93417 | 31.8366 | -6.0425 | 31.7148 | -5.8863
2520 | -3.5193 | -11.6909 | 13.0369 | -7.9331 | 6.7453 | -17.7378 | 31.1505 | -4.4722 | 32.6734 | 1.9263 |  |  | 68.9013 | 8.8325 |  |  | 50.733 | 0.98584 | 31.8253 | -6.0425 | 31.7404 | -5.8628
2521 | -3.5796 | -11.7508 | 13.0184 | -7.9514 | 6.7184 | -17.7717 | 31.0994 | -4.5295 | 32.6108 | 1.8638 |  |  | 68.9048 | 8.8429 |  |  | 50.6701 | 0.92292 | 31.7809 | -6.092 | 31.74 | -5.8732
2522 | -3.64 | -11.8107 | 12.9999 | -7.9696 | 6.6916 | -17.8055 | 31.0483 | -4.5868 | 32.5482 | 1.8013 |  |  | 68.9083 | 8.8533 |  |  | 50.6071 | 0.86 | 31.7365 | -6.1415 | 31.7396 | -5.8836
2523 | -3.7003 | -11.8706 | 12.9813 | -7.9878 | 6.6875 | -17.8394 | 31.0233 | -4.6441 | 32.4856 | 1.7388 |  |  | 68.9036 | 8.8637 |  |  | 50.5442 | 0.79708 | 31.712 | -6.1909 | 31.7392 | -5.8941
2524 | -3.6669 | -11.8368 | 13.0565 | -7.9123 | 6.7322 | -17.7847 | 31.0543 | -4.6024 | 32.5063 | 1.7596 |  |  | 68.8812 | 8.8377 |  |  | 50.6532 | 0.90603 | 31.7298 | -6.1649 | 31.7919 | -5.8316
2525 | -3.6335 | -11.8029 | 13.1317 | -7.8368 | 6.777 | -17.73 | 31.0853 | -4.5607 | 32.527 | 1.7804 |  |  | 68.8588 | 8.8117 |  |  | 50.7621 | 1.015 | 31.7477 | -6.1389 | 31.8447 | -5.7691
2526 | -3.6001 | -11.7691 | 13.2069 | -7.7613 | 6.8107 | -17.6753 | 31.107 | -4.5191 | 32.5477 | 1.8013 |  |  | 68.8477 | 8.7856 |  |  | 50.8711 | 1.1239 | 31.7585 | -6.1128 | 31.8974 | -5.7066
2527 | -3.611 | -11.7795 | 13.2248 | -7.743 | 6.8206 | -17.6701 | 31.1089 | -4.5217 | 32.5476 | 1.8013 |  |  | 68.861 | 8.8039 |  |  | 50.7326 | 0.9855 | 31.7541 | -6.1206 | 31.9278 | -5.6727
2528 | -3.6219 | -11.7899 | 13.2428 | -7.7248 | 6.8305 | -17.6649 | 31.1107 | -4.5243 | 32.5475 | 1.8013 |  |  | 68.8744 | 8.8221 |  |  | 50.5942 | 0.84706 | 31.7497 | -6.1284 | 31.9581 | -5.6389
2529 | -3.6327 | -11.8003 | 13.2607 | -7.7066 | 6.8197 | -17.6597 | 31.095 | -4.5269 | 32.5474 | 1.8013 |  |  | 68.8753 | 8.8403 |  |  | 50.4558 | 0.70862 | 31.7302 | -6.1363 | 31.9884 | -5.605
2530 | -3.6879 | -11.855 | 13.2239 | -7.743 | 6.7638 | -17.7222 | 31.0409 | -4.5868 | 32.4822 | 1.7361 |  |  | 68.849 | 8.8091 |  |  | 50.622 | 0.87486 | 31.678 | -6.1935 | 31.9731 | -5.6363
2531 | -3.743 | -11.9097 | 13.1871 | -7.7795 | 6.7078 | -17.7847 | 30.9868 | -4.6467 | 32.417 | 1.671 |  |  | 68.8227 | 8.7778 |  |  | 50.7882 | 1.0411 | 31.6257 | -6.2508 | 31.9578 | -5.6675
2532 | -3.7982 | -11.9644 | 13.1504 | -7.8159 | 6.6817 | -17.8472 | 30.9621 | -4.7066 | 32.3517 | 1.6059 |  |  | 68.8239 | 8.7466 |  |  | 50.9545 | 1.2073 | 31.6009 | -6.3081 | 31.9425 | -5.6988
2533 | -3.7413 | -11.9071 | 13.2021 | -7.7639 | 6.7213 | -17.7951 | 31.0024 | -4.6545 | 32.3646 | 1.619 |  |  | 68.8858 | 8.8195 |  |  | 50.816 | 1.0689 | 31.6368 | -6.2613 | 31.9965 | -5.6232
2534 | -3.6845 | -11.8498 | 13.2539 | -7.7118 | 6.761 | -17.743 | 31.0426 | -4.6024 | 32.3776 | 1.632 |  |  | 68.9476 | 8.8924 |  |  | 50.6776 | 0.93047 | 31.6727 | -6.2144 | 32.0506 | -5.5477
2535 | -3.6277 | -11.7925 | 13.3057 | -7.6597 | 6.7688 | -17.6909 | 31.0589 | -4.5503 | 32.3905 | 1.645 |  |  | 68.965 | 8.9653 |  |  | 50.5392 | 0.79202 | 31.688 | -6.1675 | 32.1047 | -5.4722
2536 | -3.675 | -11.8394 | 13.2533 | -7.7118 | 6.7059 | -17.7665 | 31.0221 | -4.5972 | 32.3435 | 1.5981 |  |  | 68.8836 | 8.8664 |  |  | 50.7132 | 0.96608 | 31.6576 | -6.2066 | 32.0799 | -5.5191
2537 | -3.7223 | -11.8863 | 13.2009 | -7.7639 | 6.643 | -17.842 | 30.9852 | -4.6441 | 32.2965 | 1.5513 |  |  | 68.8022 | 8.7674 |  |  | 50.8873 | 1.1401 | 31.6273 | -6.2456 | 32.055 | -5.5659
2538 | -3.7696 | -11.9331 | 13.1485 | -7.8159 | 6.6057 | -17.9175 | 30.9704 | -4.6909 | 32.2495 | 1.5044 |  |  | 68.7485 | 8.6684 |  |  | 51.0613 | 1.3142 | 31.6194 | -6.2847 | 32.0302 | -5.6128
2539 | -3.7102 | -11.8732 | 13.1794 | -7.7847 | 6.6254 | -17.8863 | 31.0051 | -4.6467 | 32.2676 | 1.5226 |  |  | 68.7568 | 8.6893 |  |  | 50.9255 | 1.1784 | 31.662 | -6.2326 | 32.0795 | -5.5425
2540 | -3.6508 | -11.8133 | 13.2103 | -7.7534 | 6.6452 | -17.855 | 31.0398 | -4.6024 | 32.2857 | 1.5408 |  |  | 68.7651 | 8.7101 |  |  | 50.7896 | 1.0425 | 31.7045 | -6.1805 | 32.1289 | -5.4722
2541 | -3.5913 | -11.7534 | 13.2413 | -7.7222 | 6.6439 | -17.8238 | 31.0573 | -4.5581 | 32.3038 | 1.5591 |  |  | 68.7578 | 8.7309 |  |  | 50.6538 | 0.90668 | 31.7263 | -6.1284 | 32.1782 | -5.4019
2542 | -3.6282 | -11.7899 | 13.1915 | -7.7717 | 6.5951 | -17.881 | 31.0359 | -4.5868 | 32.2568 | 1.5122 |  |  | 68.7153 | 8.6815 |  |  | 50.8409 | 1.0938 | 31.7011 | -6.1623 | 32.1581 | -5.4409
2543 | -3.6651 | -11.8264 | 13.1417 | -7.8211 | 6.5463 | -17.9383 | 31.0145 | -4.6154 | 32.2099 | 1.4653 |  |  | 68.6728 | 8.632 |  |  | 51.028 | 1.2808 | 31.6758 | -6.1961 | 32.1379 | -5.48
2544 | -3.7021 | -11.8628 | 13.0919 | -7.8706 | 6.5169 | -17.9956 | 31.0172 | -4.6441 | 32.1629 | 1.4184 |  |  | 68.6665 | 8.5825 |  |  | 51.215 | 1.4679 | 31.6799 | -6.23 | 32.1178 | -5.5191
2545 | -3.6452 | -11.8055 | 13.1254 | -7.8368 | 6.5316 | -17.9722 | 31.0749 | -4.5764 | 32.2357 | 1.4914 |  |  | 68.7432 | 8.6736 |  |  | 51.074 | 1.3269 | 31.7512 | -6.1467 | 32.1572 | -5.4592
2546 | -3.5884 | -11.7482 | 13.159 | -7.8029 | 6.5463 | -17.9488 | 31.1327 | -4.5086 | 32.3085 | 1.5643 |  |  | 68.8198 | 8.7648 |  |  | 50.9329 | 1.1858 | 31.8225 | -6.0633 | 32.1966 | -5.3993
2547 | -3.5315 | -11.6909 | 13.1925 | -7.7691 | 6.5387 | -17.9253 | 31.1658 | -4.4409 | 32.3813 | 1.6372 |  |  | 68.864 | 8.8559 |  |  | 50.7919 | 1.0448 | 31.8641 | -5.98 | 32.2361 | -5.3394
2548 | -3.5737 | -11.7326 | 13.1167 | -7.8446 | 6.4796 | -17.993 | 31.1419 | -4.4748 | 32.3056 | 1.5617 |  |  | 68.8331 | 8.8117 |  |  | 50.9712 | 1.224 | 31.8372 | -6.0191 | 32.1915 | -5.4045
2549 | -3.6158 | -11.7743 | 13.0408 | -7.9201 | 6.4206 | -18.0607 | 31.1181 | -4.5086 | 32.23 | 1.4861 |  |  | 68.8023 | 8.7674 |  |  | 51.1504 | 1.4033 | 31.8103 | -6.0581 | 32.147 | -5.4696
2550 | -3.6579 | -11.8159 | 12.965 | -7.9956 | 6.3841 | -18.1284 | 31.1165 | -4.5425 | 32.1544 | 1.4106 |  |  | 68.7856 | 8.7231 |  |  | 51.3297 | 1.5826 | 31.8107 | -6.0972 | 32.1025 | -5.5347
2551 | -3.5985 | -11.756 | 12.9855 | -7.9748 | 6.4002 | -18.1024 | 31.1668 | -4.4826 | 32.2115 | 1.4679 |  |  | 68.8021 | 8.7466 |  |  | 51.2459 | 1.4988 | 31.8746 | -6.0217 | 32.123 | -5.4956
2552 | -3.539 | -11.6961 | 13.006 | -7.954 | 6.4164 | -18.0764 | 31.2172 | -4.4227 | 32.2687 | 1.5252 |  |  | 68.8185 | 8.77 |  |  | 51.1622 | 1.415 | 31.9384 | -5.9461 | 32.1434 | -5.4566
2553 | -3.4796 | -11.6363 | 13.0266 | -7.9331 | 6.415 | -18.0503 | 31.2444 | -4.3628 | 32.3259 | 1.5825 |  |  | 68.8258 | 8.7934 |  |  | 51.0784 | 1.3313 | 31.9806 | -5.8706 | 32.1639 | -5.4175
2554 | -3.5139 | -11.6701 | 12.969 | -7.9904 | 6.3725 | -18.0998 | 31.2173 | -4.3993 | 32.2945 | 1.5513 |  |  | 68.8115 | 8.7752 |  |  | 51.1795 | 1.4324 | 31.9715 | -5.8889 | 32.1191 | -5.48
2555 | -3.5482 | -11.704 | 12.9114 | -8.0477 | 6.33 | -18.1493 | 31.1902 | -4.4357 | 32.2632 | 1.52 |  |  | 68.7972 | 8.757 |  |  | 51.2807 | 1.5336 | 31.9624 | -5.9071 | 32.0744 | -5.5425
2556 | -3.5825 | -11.7378 | 12.8537 | -8.105 | 6.3103 | -18.1988 | 31.1867 | -4.4722 | 32.2318 | 1.4888 |  |  | 68.8094 | 8.7387 |  |  | 51.3818 | 1.6347 | 31.9749 | -5.9253 | 32.0297 | -5.605
2557 | -3.5335 | -11.6883 | 12.8821 | -8.0764 | 6.3448 | -18.1545 | 31.2392 | -4.4097 | 32.2838 | 1.5408 |  |  | 68.8849 | 8.8247 |  |  | 51.3267 | 1.5796 | 32.0387 | -5.8524 | 32.0473 | -5.5685
2558 | -3.4845 | -11.6389 | 12.9104 | -8.0477 | 6.3792 | -18.1102 | 31.2918 | -4.3472 | 32.3357 | 1.5929 |  |  | 68.9603 | 8.9106 |  |  | 51.2716 | 1.5245 | 32.1024 | -5.7795 | 32.0649 | -5.5321
2559 | -3.4355 | -11.5894 | 12.9387 | -8.0191 | 6.3902 | -18.0659 | 31.3188 | -4.2847 | 32.3877 | 1.645 |  |  | 69.009 | 8.9966 |  |  | 51.2165 | 1.4694 | 32.1384 | -5.7066 | 32.0825 | -5.4956
2560 | -3.4906 | -11.6441 | 12.8655 | -8.092 | 6.3447 | -18.1206 | 31.2848 | -4.329 | 32.3303 | 1.5877 |  |  | 68.9937 | 8.9705 |  |  | 51.302 | 1.5549 | 32.1078 | -5.7482 | 32.0266 | -5.5711
2561 | -3.5458 | -11.6988 | 12.7923 | -8.1649 | 6.2991 | -18.1753 | 31.2508 | -4.3732 | 32.2729 | 1.5304 |  |  | 68.9785 | 8.9445 |  |  | 51.3875 | 1.6404 | 32.0772 | -5.7899 | 31.9708 | -5.6467
2562 | -3.6009 | -11.7534 | 12.719 | -8.2378 | 6.2762 | -18.23 | 31.2371 | -4.4175 | 32.2155 | 1.4731 |  |  | 68.9792 | 8.9184 |  |  | 51.473 | 1.7259 | 32.0735 | -5.8316 | 31.9149 | -5.7222
2563 | -3.5649 | -11.717 | 12.7474 | -8.2092 | 6.308 | -18.1883 | 31.2726 | -4.3732 | 32.257 | 1.5148 |  |  | 69.0187 | 8.9653 |  |  | 51.4257 | 1.6786 | 32.1351 | -5.7586 | 31.9327 | -5.6857
2564 | -3.5289 | -11.6805 | 12.7757 | -8.1805 | 6.3397 | -18.1467 | 31.308 | -4.329 | 32.2986 | 1.5565 |  |  | 69.0583 | 9.0122 |  |  | 51.3784 | 1.6313 | 32.1967 | -5.6857 | 31.9505 | -5.6493
2565 | -3.4929 | -11.6441 | 12.804 | -8.1519 | 6.3537 | -18.105 | 31.3241 | -4.2847 | 32.3401 | 1.5981 |  |  | 69.0658 | 9.0591 |  |  | 51.3311 | 1.584 | 32.2363 | -5.6128 | 31.9684 | -5.6128
2566 | -3.5454 | -11.6961 | 12.749 | -8.2066 | 6.3243 | -18.1415 | 31.2929 | -4.3238 | 32.3062 | 1.5643 |  |  | 68.9948 | 8.9757 |  |  | 51.3906 | 1.6435 | 32.222 | -5.6363 | 31.9223 | -5.6753
2567 | -3.598 | -11.7482 | 12.694 | -8.2613 | 6.2948 | -18.1779 | 31.2617 | -4.3628 | 32.2722 | 1.5304 |  |  | 68.9238 | 8.8924 |  |  | 51.4501 | 1.7029 | 32.2077 | -5.6597 | 31.8762 | -5.7378
2568 | -3.6505 | -11.8003 | 12.639 | -8.3159 | 6.2863 | -18.2144 | 31.2499 | -4.4019 | 32.2382 | 1.4966 |  |  | 68.9008 | 8.8091 |  |  | 51.5095 | 1.7624 | 32.2084 | -5.6831 | 31.8302 | -5.8003
2569 | -3.6249 | -11.7743 | 12.6804 | -8.2743 | 6.3293 | -18.1623 | 31.2859 | -4.3576 | 32.285 | 1.5434 |  |  | 68.9962 | 8.9236 |  |  | 51.4518 | 1.7047 | 32.246 | -5.6389 | 31.8438 | -5.7717
2570 | -3.5994 | -11.7482 | 12.7217 | -8.2326 | 6.3724 | -18.1102 | 31.322 | -4.3133 | 32.3317 | 1.5903 |  |  | 69.0915 | 9.0382 |  |  | 51.3941 | 1.647 | 32.2836 | -5.5946 | 31.8574 | -5.743
2571 | -3.5738 | -11.7222 | 12.7631 | -8.1909 | 6.3909 | -18.0581 | 31.3361 | -4.2691 | 32.3785 | 1.6372 |  |  | 69.1343 | 9.1528 |  |  | 51.3364 | 1.5893 | 32.2988 | -5.5503 | 31.8711 | -5.7144
2572 | -3.6367 | -11.7847 | 12.7107 | -8.243 | 6.3482 | -18.1102 | 31.2953 | -4.3185 | 32.3159 | 1.5747 |  |  | 69.0461 | 9.0434 |  |  | 51.3255 | 1.5784 | 32.2581 | -5.5998 | 31.835 | -5.7665
2573 | -3.6997 | -11.8472 | 12.6583 | -8.2951 | 6.3055 | -18.1623 | 31.2546 | -4.368 | 32.2533 | 1.5122 |  |  | 68.9578 | 8.9341 |  |  | 51.3147 | 1.5676 | 32.2174 | -5.6493 | 31.7989 | -5.8185
2574 | -3.7626 | -11.9097 | 12.6059 | -8.3472 | 6.2888 | -18.2144 | 31.2334 | -4.4175 | 32.1907 | 1.4497 |  |  | 68.9051 | 8.8247 |  |  | 51.3038 | 1.5567 | 32.2016 | -5.6988 | 31.7628 | -5.8706
2575 | -3.7319 | -11.8784 | 12.6551 | -8.2977 | 6.3376 | -18.1545 | 31.2615 | -4.381 | 32.2713 | 1.5304 |  |  | 68.9416 | 8.8768 |  |  | 51.2461 | 1.499 | 32.2486 | -5.6415 | 31.7982 | -5.8159
2576 | -3.7011 | -11.8472 | 12.7042 | -8.2482 | 6.3863 | -18.0946 | 31.2897 | -4.3446 | 32.3519 | 1.6111 |  |  | 68.9782 | 8.9289 |  |  | 51.1884 | 1.4413 | 32.2956 | -5.5842 | 31.8336 | -5.7613
2577 | -3.6703 | -11.8159 | 12.7534 | -8.1988 | 6.4121 | -18.0347 | 31.2941 | -4.3081 | 32.4325 | 1.6919 |  |  | 68.9951 | 8.9809 |  |  | 51.1307 | 1.3836 | 32.3175 | -5.5269 | 31.8691 | -5.7066
2578 | -3.741 | -11.8863 | 12.7036 | -8.2482 | 6.3795 | -18.0764 | 31.2383 | -4.3732 | 32.3386 | 1.5981 |  |  | 68.962 | 8.9393 |  |  | 51.1537 | 1.4066 | 32.2756 | -5.579 | 31.827 | -5.7691
2579 | -3.8118 | -11.9566 | 12.6538 | -8.2977 | 6.3468 | -18.118 | 31.1826 | -4.4383 | 32.2448 | 1.5044 |  |  | 68.929 | 8.8976 |  |  | 51.1767 | 1.4296 | 32.2336 | -5.631 | 31.785 | -5.8316
2580 | -3.8826 | -12.0269 | 12.604 | -8.3472 | 6.3373 | -18.1597 | 31.1579 | -4.5034 | 32.1509 | 1.4106 |  |  | 68.9205 | 8.8559 |  |  | 51.1997 | 1.4526 | 32.2192 | -5.6831 | 31.7429 | -5.8941
2581 | -3.831 | -11.9748 | 12.6662 | -8.2847 | 6.3872 | -18.0998 | 31.213 | -4.4357 | 32.2445 | 1.5044 |  |  | 68.9754 | 8.921 |  |  | 51.1368 | 1.3897 | 32.2755 | -5.6154 | 31.7855 | -5.8316
2582 | -3.7793 | -11.9227 | 12.7284 | -8.2222 | 6.4371 | -18.0399 | 31.2681 | -4.368 | 32.3382 | 1.5981 |  |  | 69.0304 | 8.9861 |  |  | 51.0739 | 1.3267 | 32.3319 | -5.5477 | 31.8281 | -5.7691
2583 | -3.7277 | -11.8706 | 12.7906 | -8.1597 | 6.4633 | -17.98 | 31.2951 | -4.3003 | 32.4318 | 1.6919 |  |  | 69.0538 | 9.0512 |  |  | 51.0109 | 1.2638 | 32.3611 | -5.48 | 31.8706 | -5.7066
2584 | -3.7959 | -11.9383 | 12.7512 | -8.1988 | 6.4281 | -18.0243 | 31.2492 | -4.3576 | 32.3588 | 1.619 |  |  | 68.9959 | 8.9809 |  |  | 51.0287 | 1.2816 | 32.32 | -5.5321 | 31.842 | -5.7534
2585 | -3.8641 | -12.006 | 12.7118 | -8.2378 | 6.393 | -18.0685 | 31.2033 | -4.4149 | 32.2857 | 1.546 |  |  | 68.9379 | 8.9106 |  |  | 51.0465 | 1.2994 | 32.2788 | -5.5842 | 31.8133 | -5.8003
2586 | -3.9322 | -12.0738 | 12.6724 | -8.2769 | 6.3794 | -18.1128 | 31.1771 | -4.4722 | 32.2127 | 1.4731 |  |  | 68.9104 | 8.8403 |  |  | 51.0643 | 1.3172 | 32.2634 | -5.6363 | 31.7847 | -5.8472
2587 | -3.8858 | -12.0269 | 12.719 | -8.23 | 6.422 | -18.0607 | 31.2023 | -4.4383 | 32.2517 | 1.5122 |  |  | 68.9628 | 8.9054 |  |  | 51.0144 | 1.2673 | 32.3151 | -5.5738 | 31.8293 | -5.7847
2588 | -3.8394 | -11.98 | 12.7656 | -8.1831 | 6.4647 | -18.0086 | 31.2276 | -4.4045 | 32.2906 | 1.5513 |  |  | 69.0152 | 8.9705 |  |  | 50.9645 | 1.2174 | 32.3669 | -5.5113 | 31.8738 | -5.7222
2589 | -3.793 | -11.9331 | 12.8121 | -8.1363 | 6.4884 | -17.9566 | 31.2389 | -4.3706 | 32.3296 | 1.5903 |  |  | 69.049 | 9.0356 |  |  | 50.9146 | 1.1675 | 32.3963 | -5.4488 | 31.9184 | -5.6597
2590 | -3.8325 | -11.9722 | 12.7858 | -8.1623 | 6.4619 | -17.9904 | 31.2134 | -4.4019 | 32.2904 | 1.5513 |  |  | 69.0334 | 9.0122 |  |  | 50.9194 | 1.1723 | 32.3664 | -5.4878 | 31.8943 | -5.7014
2591 | -3.872 | -12.0113 | 12.7594 | -8.1883 | 6.4354 | -18.0243 | 31.1879 | -4.4331 | 32.2512 | 1.5122 |  |  | 69.0178 | 8.9887 |  |  | 50.9242 | 1.1771 | 32.3364 | -5.5269 | 31.8702 | -5.743
2592 | -3.9115 | -12.0503 | 12.733 | -8.2144 | 6.4254 | -18.0581 | 31.1795 | -4.4644 | 32.212 | 1.4731 |  |  | 69.0259 | 8.9653 |  |  | 50.9289 | 1.1818 | 32.3246 | -5.5659 | 31.8461 | -5.7847
2593 | -3.886 | -12.0243 | 12.777 | -8.1701 | 6.4597 | -18.0165 | 31.2167 | -4.4201 | 32.2666 | 1.5278 |  |  | 69.0969 | 9.046 |  |  | 50.8712 | 1.1241 | 32.3611 | -5.5217 | 31.8997 | -5.717
2594 | -3.8604 | -11.9982 | 12.821 | -8.1258 | 6.4939 | -17.9748 | 31.2539 | -4.3758 | 32.3212 | 1.5825 |  |  | 69.168 | 9.1268 |  |  | 50.8135 | 1.0664 | 32.3976 | -5.4774 | 31.9533 | -5.6493
2595 | -3.8348 | -11.9722 | 12.8649 | -8.0816 | 6.5218 | -17.9331 | 31.284 | -4.3316 | 32.3757 | 1.6372 |  |  | 69.2147 | 9.2075 |  |  | 50.7558 | 1.0087 | 32.4324 | -5.4331 | 32.007 | -5.5816
2596 | -3.8327 | -11.9696 | 12.8776 | -8.0685 | 6.5321 | -17.9253 | 31.2949 | -4.3238 | 32.3756 | 1.6372 |  |  | 69.1956 | 9.1789 |  |  | 50.9064 | 1.1593 | 32.4623 | -5.4045 | 32.0149 | -5.5738
2597 | -3.8305 | -11.967 | 12.8903 | -8.0555 | 6.5424 | -17.9175 | 31.3058 | -4.3159 | 32.3755 | 1.6372 |  |  | 69.1766 | 9.1502 |  |  | 51.057 | 1.3099 | 32.4922 | -5.3758 | 32.0229 | -5.5659
2598 | -3.8284 | -11.9644 | 12.903 | -8.0425 | 6.5373 | -17.9097 | 31.3031 | -4.3081 | 32.3754 | 1.6372 |  |  | 69.1556 | 9.1216 |  |  | 51.2076 | 1.4605 | 32.5039 | -5.3472 | 32.0308 | -5.5581
2599 | -3.8861 | -12.0217 | 12.8454 | -8.0998 | 6.49 | -17.9618 | 31.2633 | -4.3524 | 32.3232 | 1.5851 |  |  | 69.1291 | 9.0955 |  |  | 51.0874 | 1.3403 | 32.4659 | -5.3915 | 31.996 | -5.6076
2600 | -3.9439 | -12.079 | 12.7878 | -8.1571 | 6.4428 | -18.0139 | 31.2235 | -4.3967 | 32.271 | 1.533 |  |  | 69.1026 | 9.0695 |  |  | 50.9672 | 1.2201 | 32.428 | -5.4357 | 31.9611 | -5.6571
2601 | -4.0016 | -12.1363 | 12.7302 | -8.2144 | 6.4206 | -18.0659 | 31.2039 | -4.4409 | 32.2188 | 1.4809 |  |  | 69.0957 | 9.0434 |  |  | 50.8469 | 1.0998 | 32.4162 | -5.48 | 31.9263 | -5.7066
2602 | -3.9552 | -12.0894 | 12.8054 | -8.1389 | 6.4677 | -18.0086 | 31.2401 | -4.3967 | 32.2707 | 1.533 |  |  | 69.143 | 9.0981 |  |  | 50.7944 | 1.0473 | 32.4762 | -5.4097 | 31.9817 | -5.631
2603 | -3.9088 | -12.0425 | 12.8806 | -8.0633 | 6.5147 | -17.9514 | 31.2763 | -4.3524 | 32.3227 | 1.5851 |  |  | 69.1903 | 9.1528 |  |  | 50.7419 | 0.99482 | 32.5361 | -5.3394 | 32.0372 | -5.5555
2604 | -3.8624 | -11.9956 | 12.9558 | -7.9878 | 6.5393 | -17.8941 | 31.2939 | -4.3081 | 32.3747 | 1.6372 |  |  | 69.2107 | 9.2075 |  |  | 50.6894 | 0.9423 | 32.5699 | -5.2691 | 32.0926 | -5.48
2605 | -3.9175 | -12.0503 | 12.8956 | -8.0477 | 6.501 | -17.9409 | 31.2596 | -4.3498 | 32.3433 | 1.6059 |  |  | 69.1559 | 9.1424 |  |  | 50.8739 | 1.1268 | 32.5308 | -5.3185 | 32.0638 | -5.5269
2606 | -3.9727 | -12.105 | 12.8354 | -8.1076 | 6.4628 | -17.9878 | 31.2253 | -4.3915 | 32.312 | 1.5747 |  |  | 69.1011 | 9.0773 |  |  | 51.0583 | 1.3112 | 32.4917 | -5.368 | 32.0349 | -5.5738
2607 | -4.0279 | -12.1597 | 12.7752 | -8.1675 | 6.4465 | -18.0347 | 31.2158 | -4.4331 | 32.2806 | 1.5434 |  |  | 69.0797 | 9.0122 |  |  | 51.2428 | 1.4957 | 32.4798 | -5.4175 | 32.0061 | -5.6206
2608 | -3.9762 | -12.1076 | 12.8426 | -8.0998 | 6.4917 | -17.98 | 31.2761 | -4.3628 | 32.3534 | 1.6164 |  |  | 69.1522 | 9.0981 |  |  | 51.0913 | 1.3442 | 32.5442 | -5.342 | 32.0481 | -5.5633
2609 | -3.9246 | -12.0555 | 12.91 | -8.0321 | 6.537 | -17.9253 | 31.3365 | -4.2925 | 32.4262 | 1.6893 |  |  | 69.2247 | 9.1841 |  |  | 50.9398 | 1.1927 | 32.6087 | -5.2665 | 32.0901 | -5.506
2610 | -3.873 | -12.0034 | 12.9774 | -7.9644 | 6.5605 | -17.8706 | 31.3709 | -4.2222 | 32.499 | 1.7622 |  |  | 69.2697 | 9.27 |  |  | 50.7884 | 1.0413 | 32.6518 | -5.1909 | 32.1322 | -5.4488
2611 | -3.9177 | -12.0477 | 12.9328 | -8.0086 | 6.5219 | -17.9175 | 31.3316 | -4.2717 | 32.4312 | 1.6945 |  |  | 69.2365 | 9.2257 |  |  | 50.9754 | 1.2284 | 32.6344 | -5.217 | 32.1164 | -5.4774
2612 | -3.9625 | -12.092 | 12.8882 | -8.0529 | 6.4833 | -17.9644 | 31.2923 | -4.3211 | 32.3633 | 1.6268 |  |  | 69.2033 | 9.1815 |  |  | 51.1625 | 1.4154 | 32.617 | -5.243 | 32.1006 | -5.506
2613 | -4.0072 | -12.1363 | 12.8436 | -8.0972 | 6.4676 | -18.0113 | 31.2755 | -4.3706 | 32.2955 | 1.5591 |  |  | 69.185 | 9.1372 |  |  | 51.3496 | 1.6025 | 32.6182 | -5.2691 | 32.0847 | -5.5347
2614 | -3.9504 | -12.079 | 12.8902 | -8.0503 | 6.5178 | -17.9514 | 31.3234 | -4.3133 | 32.3475 | 1.6111 |  |  | 69.2095 | 9.1684 |  |  | 51.2346 | 1.4875 | 32.6729 | -5.2066 | 32.1247 | -5.4852
2615 | -3.8935 | -12.0217 | 12.9367 | -8.0034 | 6.568 | -17.8915 | 31.3713 | -4.256 | 32.3994 | 1.6632 |  |  | 69.234 | 9.1997 |  |  | 51.1195 | 1.3725 | 32.7276 | -5.1441 | 32.1646 | -5.4357
2616 | -3.8367 | -11.9644 | 12.9833 | -7.9566 | 6.6071 | -17.8316 | 31.4106 | -4.1988 | 32.4514 | 1.7153 |  |  | 69.2614 | 9.2309 |  |  | 51.0045 | 1.2574 | 32.7727 | -5.0816 | 32.2046 | -5.3863
2617 | -3.832 | -11.9592 | 12.9934 | -7.9461 | 6.614 | -17.829 | 31.4248 | -4.1883 | 32.4643 | 1.7283 |  |  | 69.2972 | 9.2674 |  |  | 51.2046 | 1.4575 | 32.7898 | -5.0685 | 32.2131 | -5.3784
2618 | -3.8272 | -11.954 | 13.0035 | -7.9357 | 6.621 | -17.8264 | 31.439 | -4.1779 | 32.4772 | 1.7414 |  |  | 69.333 | 9.3039 |  |  | 51.4047 | 1.6576 | 32.8069 | -5.0555 | 32.2216 | -5.3706
2619 | -3.8225 | -11.9488 | 13.0136 | -7.9253 | 6.6158 | -17.8238 | 31.4389 | -4.1675 | 32.4901 | 1.7544 |  |  | 69.3629 | 9.3403 |  |  | 51.6048 | 1.8577 | 32.8144 | -5.0425 | 32.2301 | -5.3628
2620 | -3.8672 | -11.993 | 12.9742 | -7.9644 | 6.575 | -17.868 | 31.3967 | -4.2144 | 32.4249 | 1.6893 |  |  | 69.3752 | 9.3507 |  |  | 51.5236 | 1.7766 | 32.7939 | -5.0659 | 32.2138 | -5.3863
2621 | -3.9119 | -12.0373 | 12.9348 | -8.0034 | 6.5342 | -17.9123 | 31.3544 | -4.2613 | 32.3597 | 1.6242 |  |  | 69.3876 | 9.3611 |  |  | 51.4425 | 1.6954 | 32.7734 | -5.0894 | 32.1975 | -5.4097
2622 | -3.9567 | -12.0816 | 12.8955 | -8.0425 | 6.5152 | -17.9566 | 31.3345 | -4.3081 | 32.2945 | 1.5591 |  |  | 69.3989 | 9.3716 |  |  | 51.3613 | 1.6142 | 32.7695 | -5.1128 | 32.1811 | -5.4331
2623 | -3.9103 | -12.0347 | 12.9524 | -7.9852 | 6.561 | -17.9019 | 31.3804 | -4.2534 | 32.3855 | 1.6502 |  |  | 69.4067 | 9.3794 |  |  | 51.538 | 1.7909 | 32.8151 | -5.0607 | 32.2085 | -5.3941
2624 | -3.8639 | -11.9878 | 13.0094 | -7.9279 | 6.6069 | -17.8472 | 31.4264 | -4.1988 | 32.4765 | 1.7414 |  |  | 69.4145 | 9.3872 |  |  | 51.7146 | 1.9675 | 32.8607 | -5.0086 | 32.2358 | -5.355
2625 | -3.8174 | -11.9409 | 13.0664 | -7.8706 | 6.6339 | -17.7925 | 31.4506 | -4.1441 | 32.5675 | 1.8325 |  |  | 69.4091 | 9.395 |  |  | 51.8913 | 2.1442 | 32.8893 | -4.9566 | 32.2632 | -5.3159
2626 | -3.8752 | -11.9982 | 13.0166 | -7.9201 | 6.6045 | -17.829 | 31.4096 | -4.1935 | 32.5127 | 1.7778 |  |  | 69.3641 | 9.3455 |  |  | 51.7867 | 2.0396 | 32.8672 | -4.9852 | 32.2267 | -5.3654
2627 | -3.933 | -12.0555 | 12.9668 | -7.9696 | 6.5751 | -17.8654 | 31.3686 | -4.243 | 32.4579 | 1.7231 |  |  | 69.3192 | 9.296 |  |  | 51.6821 | 1.935 | 32.8451 | -5.0139 | 32.1902 | -5.4149
2628 | -3.9907 | -12.1128 | 12.917 | -8.0191 | 6.5616 | -17.9019 | 31.345 | -4.2925 | 32.4031 | 1.6684 |  |  | 69.2909 | 9.2466 |  |  | 51.5775 | 1.8304 | 32.8386 | -5.0425 | 32.1537 | -5.4644
2629 | -3.9599 | -12.0816 | 12.9506 | -7.9852 | 6.5963 | -17.8602 | 31.3741 | -4.256 | 32.4317 | 1.6971 |  |  | 69.3128 | 9.2752 |  |  | 51.7307 | 1.9836 | 32.879 | -4.9956 | 32.1791 | -5.4305
2630 | -3.9292 | -12.0503 | 12.9841 | -7.9514 | 6.631 | -17.8185 | 31.4033 | -4.2196 | 32.4602 | 1.7257 |  |  | 69.3348 | 9.3039 |  |  | 51.8839 | 2.1368 | 32.9195 | -4.9488 | 32.2045 | -5.3967
2631 | -3.8984 | -12.0191 | 13.0176 | -7.9175 | 6.6625 | -17.7769 | 31.4289 | -4.1831 | 32.4887 | 1.7544 |  |  | 69.3613 | 9.3325 |  |  | 52.0371 | 2.29 | 32.9562 | -4.9019 | 32.23 | -5.3628
2632 | -3.9092 | -12.0295 | 13.0277 | -7.9071 | 6.6846 | -17.756 | 31.4436 | -4.1701 | 32.5042 | 1.77 |  |  | 69.4017 | 9.3742 |  |  | 51.9012 | 2.1542 | 32.9814 | -4.8784 | 32.2361 | -5.355
2633 | -3.9201 | -12.0399 | 13.0378 | -7.8967 | 6.7066 | -17.7352 | 31.4584 | -4.1571 | 32.5197 | 1.7856 |  |  | 69.442 | 9.4158 |  |  | 51.7654 | 2.0183 | 33.0066 | -4.855 | 32.2423 | -5.3472
2634 | -3.931 | -12.0503 | 13.0479 | -7.8863 | 6.7136 | -17.7144 | 31.4598 | -4.1441 | 32.5352 | 1.8013 |  |  | 69.4704 | 9.4575 |  |  | 51.6295 | 1.8825 | 33.0167 | -4.8316 | 32.2484 | -5.3394
2635 | -3.9966 | -12.1154 | 13.0086 | -7.9253 | 6.6741 | -17.7586 | 31.42 | -4.1883 | 32.483 | 1.7492 |  |  | 69.4616 | 9.4445 |  |  | 51.7984 | 2.0513 | 32.9802 | -4.8732 | 32.2185 | -5.3784
2636 | -4.0622 | -12.1805 | 12.9692 | -7.9644 | 6.6346 | -17.8029 | 31.3802 | -4.2326 | 32.4308 | 1.6971 |  |  | 69.4528 | 9.4315 |  |  | 51.9672 | 2.2201 | 32.9436 | -4.9149 | 32.1886 | -5.4175
2637 | -4.1277 | -12.2456 | 12.9298 | -8.0034 | 6.617 | -17.8472 | 31.3572 | -4.2769 | 32.3786 | 1.645 |  |  | 69.4528 | 9.4184 |  |  | 52.136 | 2.389 | 32.929 | -4.9566 | 32.1587 | -5.4566
2638 | -4.1074 | -12.2248 | 12.9659 | -7.967 | 6.6679 | -17.7873 | 31.3869 | -4.2404 | 32.441 | 1.7075 |  |  | 69.4802 | 9.4497 |  |  | 52.0106 | 2.2635 | 32.983 | -4.8941 | 32.1886 | -5.4175
2639 | -4.087 | -12.204 | 13.0021 | -7.9305 | 6.7189 | -17.7274 | 31.4167 | -4.204 | 32.5034 | 1.77 |  |  | 69.5077 | 9.4809 |  |  | 51.8852 | 2.1381 | 33.0369 | -4.8316 | 32.2185 | -5.3784
2640 | -4.0666 | -12.1831 | 13.0382 | -7.8941 | 6.7621 | -17.6675 | 31.4388 | -4.1675 | 32.5658 | 1.8325 |  |  | 69.5348 | 9.5122 |  |  | 51.7597 | 2.0127 | 33.079 | -4.7691 | 32.2484 | -5.3394
2641 | -4.0853 | -12.2014 | 13.0535 | -7.8784 | 6.7807 | -17.6519 | 31.4367 | -4.1727 | 32.5657 | 1.8325 |  |  | 69.561 | 9.5382 |  |  | 51.7645 | 2.0174 | 33.0839 | -4.7691 | 32.2472 | -5.3446
2642 | -4.104 | -12.2196 | 13.0688 | -7.8628 | 6.7994 | -17.6363 | 31.4346 | -4.1779 | 32.5656 | 1.8325 |  |  | 69.5873 | 9.5643 |  |  | 51.7693 | 2.0222 | 33.0887 | -4.7691 | 32.2461 | -5.3498
2643 | -4.1227 | -12.2378 | 13.0842 | -7.8472 | 6.816 | -17.6206 | 31.4341 | -4.1831 | 32.5654 | 1.8325 |  |  | 69.6008 | 9.5903 |  |  | 51.7741 | 2.027 | 33.094 | -4.7691 | 32.245 | -5.355
2644 | -4.1388 | -12.2534 | 13.089 | -7.842 | 6.8263 | -17.6102 | 31.4382 | -4.1779 | 32.5549 | 1.8221 |  |  | 69.5739 | 9.5591 |  |  | 51.771 | 2.024 | 33.1011 | -4.7613 | 32.2513 | -5.3472
2645 | -4.1549 | -12.2691 | 13.0939 | -7.8368 | 6.8366 | -17.5998 | 31.4424 | -4.1727 | 32.5444 | 1.8117 |  |  | 69.547 | 9.5278 |  |  | 51.768 | 2.0209 | 33.1081 | -4.7534 | 32.2577 | -5.3394
2646 | -4.171 | -12.2847 | 13.0988 | -7.8316 | 6.8463 | -17.5894 | 31.4428 | -4.1675 | 32.5338 | 1.8013 |  |  | 69.5241 | 9.4966 |  |  | 51.7649 | 2.0179 | 33.1147 | -4.7456 | 32.2641 | -5.3316
2647 | -4.1897 | -12.3029 | 13.1011 | -7.829 | 6.8537 | -17.5816 | 31.431 | -4.1805 | 32.4947 | 1.7622 |  |  | 69.5142 | 9.4887 |  |  | 51.7463 | 1.9992 | 33.12 | -4.7404 | 32.2675 | -5.329
2648 | -4.2084 | -12.3211 | 13.1034 | -7.8264 | 6.8612 | -17.5738 | 31.4193 | -4.1935 | 32.4555 | 1.7231 |  |  | 69.5043 | 9.4809 |  |  | 51.7276 | 1.9805 | 33.1252 | -4.7352 | 32.2709 | -5.3264
2649 | -4.2271 | -12.3394 | 13.1057 | -7.8238 | 6.8721 | -17.5659 | 31.4066 | -4.2066 | 32.4163 | 1.6841 |  |  | 69.5072 | 9.4731 |  |  | 51.7089 | 1.9619 | 33.1293 | -4.73 | 32.2743 | -5.3238
2650 | -4.238 | -12.3498 | 13.1314 | -7.7977 | 6.8937 | -17.5425 | 31.3909 | -4.2222 | 32.45 | 1.7179 |  |  | 69.552 | 9.5226 |  |  | 51.797 | 2.05 | 33.1295 | -4.73 | 32.2846 | -5.3133
2651 | -4.2488 | -12.3602 | 13.1572 | -7.7717 | 6.9154 | -17.5191 | 31.3753 | -4.2378 | 32.4838 | 1.7518 |  |  | 69.5968 | 9.5721 |  |  | 51.8852 | 2.1381 | 33.1298 | -4.73 | 32.2949 | -5.3029
2652 | -4.2597 | -12.3706 | 13.1829 | -7.7456 | 6.9346 | -17.4956 | 31.3597 | -4.2534 | 32.5175 | 1.7856 |  |  | 69.6331 | 9.6216 |  |  | 51.9733 | 2.2262 | 33.1277 | -4.73 | 32.3052 | -5.2925
2653 | -4.2758 | -12.3863 | 13.193 | -7.7352 | 6.9455 | -17.4852 | 31.3438 | -4.2691 | 32.5096 | 1.7778 |  |  | 69.6415 | 9.6268 |  |  | 51.8791 | 2.132 | 33.1179 | -4.7404 | 32.3185 | -5.2743
2654 | -4.2919 | -12.4019 | 13.2031 | -7.7248 | 6.9564 | -17.4748 | 31.328 | -4.2847 | 32.5016 | 1.77 |  |  | 69.6499 | 9.632 |  |  | 51.7849 | 2.0378 | 33.1081 | -4.7508 | 32.3318 | -5.256
2655 | -4.308 | -12.4175 | 13.2132 | -7.7144 | 6.9543 | -17.4644 | 31.3039 | -4.3003 | 32.4937 | 1.7622 |  |  | 69.6431 | 9.6372 |  |  | 51.6907 | 1.9436 | 33.0865 | -4.7613 | 32.3451 | -5.2378
2656 | -4.371 | -12.48 | 13.1712 | -7.756 | 6.9089 | -17.5139 | 31.252 | -4.355 | 32.4285 | 1.6971 |  |  | 69.5856 | 9.5747 |  |  | 51.6642 | 1.9171 | 33.0255 | -4.8264 | 32.3139 | -5.2795
2657 | -4.4339 | -12.5425 | 13.1292 | -7.7977 | 6.8635 | -17.5633 | 31.2001 | -4.4097 | 32.3633 | 1.632 |  |  | 69.528 | 9.5122 |  |  | 51.6377 | 1.8907 | 32.9644 | -4.8915 | 32.2828 | -5.3211
2658 | -4.4969 | -12.605 | 13.0872 | -7.8394 | 6.8363 | -17.6128 | 31.1623 | -4.4644 | 32.298 | 1.5669 |  |  | 69.4918 | 9.4497 |  |  | 51.6113 | 1.8642 | 32.9205 | -4.9566 | 32.2516 | -5.3628
2659 | -4.4713 | -12.579 | 13.139 | -7.7873 | 6.8705 | -17.5711 | 31.1724 | -4.4488 | 32.3162 | 1.5851 |  |  | 69.5277 | 9.494 |  |  | 51.6082 | 1.8612 | 32.9346 | -4.9357 | 32.2924 | -5.3133
2660 | -4.4458 | -12.5529 | 13.1908 | -7.7352 | 6.9047 | -17.5295 | 31.1825 | -4.4331 | 32.3343 | 1.6033 |  |  | 69.5637 | 9.5382 |  |  | 51.6052 | 1.8581 | 32.9487 | -4.9149 | 32.3331 | -5.2639
2661 | -4.4202 | -12.5269 | 13.2425 | -7.6831 | 6.9329 | -17.4878 | 31.1867 | -4.4175 | 32.3524 | 1.6216 |  |  | 69.5916 | 9.5825 |  |  | 51.6021 | 1.8551 | 32.9605 | -4.8941 | 32.3739 | -5.2144
2662 | -4.4415 | -12.5477 | 13.2578 | -7.6675 | 6.9403 | -17.4826 | 31.1708 | -4.4357 | 32.3288 | 1.5981 |  |  | 69.5923 | 9.5799 |  |  | 51.5861 | 1.839 | 32.9644 | -4.8915 | 32.3949 | -5.1961
2663 | -4.4628 | -12.5685 | 13.2732 | -7.6519 | 6.9477 | -17.4774 | 31.155 | -4.454 | 32.3053 | 1.5747 |  |  | 69.593 | 9.5773 |  |  | 51.57 | 1.823 | 32.9682 | -4.8889 | 32.4159 | -5.1779
2664 | -4.4841 | -12.5894 | 13.2885 | -7.6363 | 6.9545 | -17.4722 | 31.1428 | -4.4722 | 32.2817 | 1.5513 |  |  | 69.5924 | 9.5747 |  |  | 51.5539 | 1.8069 | 32.969 | -4.8863 | 32.4369 | -5.1597
2665 | -4.4794 | -12.5842 | 13.3038 | -7.6206 | 6.9592 | -17.467 | 31.1437 | -4.4696 | 32.2634 | 1.533 |  |  | 69.5871 | 9.5695 |  |  | 51.5431 | 1.796 | 32.9594 | -4.8967 | 32.4608 | -5.131
2666 | -4.4746 | -12.579 | 13.3191 | -7.605 | 6.9639 | -17.4618 | 31.1445 | -4.467 | 32.245 | 1.5148 |  |  | 69.5819 | 9.5643 |  |  | 51.5322 | 1.7852 | 32.9498 | -4.9071 | 32.4846 | -5.1024
2667 | -4.4699 | -12.5738 | 13.3344 | -7.5894 | 6.9525 | -17.4566 | 31.1318 | -4.4644 | 32.2267 | 1.4966 |  |  | 69.56 | 9.5591 |  |  | 51.5214 | 1.7743 | 32.9287 | -4.9175 | 32.5085 | -5.0738
2668 | -4.5303 | -12.6336 | 13.2846 | -7.6389 | 6.8848 | -17.5295 | 31.0715 | -4.5295 | 32.1693 | 1.4393 |  |  | 69.4798 | 9.4731 |  |  | 51.5183 | 1.7713 | 32.8675 | -4.9826 | 32.4908 | -5.1024
2669 | -4.5906 | -12.6935 | 13.2348 | -7.6883 | 6.8172 | -17.6024 | 31.0112 | -4.5946 | 32.1119 | 1.382 |  |  | 69.3996 | 9.3872 |  |  | 51.5153 | 1.7682 | 32.8062 | -5.0477 | 32.473 | -5.131
2670 | -4.651 | -12.7534 | 13.185 | -7.7378 | 6.7727 | -17.6753 | 30.9695 | -4.6597 | 32.0544 | 1.3247 |  |  | 69.3532 | 9.3012 |  |  | 51.5123 | 1.7652 | 32.7675 | -5.1128 | 32.4552 | -5.1597
2671 | -4.602 | -12.704 | 13.2368 | -7.6857 | 6.8102 | -17.6284 | 30.9935 | -4.6284 | 32.0778 | 1.3481 |  |  | 69.4263 | 9.3872 |  |  | 51.5014 | 1.7543 | 32.8084 | -5.0633 | 32.5193 | -5.0842
2672 | -4.553 | -12.6545 | 13.2885 | -7.6336 | 6.8478 | -17.5816 | 31.0174 | -4.5972 | 32.1011 | 1.3716 |  |  | 69.4993 | 9.4731 |  |  | 51.4905 | 1.7435 | 32.8493 | -5.0139 | 32.5834 | -5.0086
2673 | -4.504 | -12.605 | 13.3403 | -7.5816 | 6.872 | -17.5347 | 31.0388 | -4.5659 | 32.1244 | 1.395 |  |  | 69.5536 | 9.5591 |  |  | 51.4797 | 1.7326 | 32.8805 | -4.9644 | 32.6475 | -4.9331
2674 | -4.4992 | -12.5998 | 13.34 | -7.5816 | 6.8483 | -17.5633 | 31.0505 | -4.5555 | 32.1139 | 1.3846 |  |  | 69.5403 | 9.5382 |  |  | 51.4688 | 1.7218 | 32.8767 | -4.9722 | 32.6643 | -4.9201
2675 | -4.4945 | -12.5946 | 13.3397 | -7.5816 | 6.8246 | -17.592 | 31.0622 | -4.5451 | 32.1033 | 1.3742 |  |  | 69.527 | 9.5174 |  |  | 51.458 | 1.7109 | 32.8728 | -4.98 | 32.681 | -4.9071
2676 | -4.4897 | -12.5894 | 13.3394 | -7.5816 | 6.8034 | -17.6206 | 31.0715 | -4.5347 | 32.0928 | 1.3638 |  |  | 69.5162 | 9.4966 |  |  | 51.4471 | 1.7001 | 32.8739 | -4.9878 | 32.6978 | -4.8941
2677 | -4.472 | -12.5711 | 13.3443 | -7.5764 | 6.7912 | -17.631 | 31.0721 | -4.5347 | 32.0953 | 1.3664 |  |  | 69.5144 | 9.4966 |  |  | 51.5613 | 1.8142 | 32.8925 | -4.967 | 32.706 | -4.8863
2678 | -4.4542 | -12.5529 | 13.3491 | -7.5711 | 6.7789 | -17.6415 | 31.0726 | -4.5347 | 32.0978 | 1.369 |  |  | 69.5127 | 9.4966 |  |  | 51.6754 | 1.9284 | 32.9111 | -4.9461 | 32.7142 | -4.8784
2679 | -4.4365 | -12.5347 | 13.354 | -7.5659 | 6.7618 | -17.6519 | 31.0746 | -4.5347 | 32.1003 | 1.3716 |  |  | 69.503 | 9.4966 |  |  | 51.7895 | 2.0425 | 32.9281 | -4.9253 | 32.7224 | -4.8706
2680 | -4.4317 | -12.5295 | 13.3303 | -7.5894 | 6.7266 | -17.6883 | 31.0816 | -4.5269 | 32.0897 | 1.3611 |  |  | 69.4641 | 9.4549 |  |  | 51.6745 | 1.9275 | 32.9391 | -4.9149 | 32.7317 | -4.8602
2681 | -4.427 | -12.5243 | 13.3065 | -7.6128 | 6.6915 | -17.7248 | 31.0887 | -4.5191 | 32.0792 | 1.3507 |  |  | 69.4252 | 9.4132 |  |  | 51.5595 | 1.8124 | 32.9501 | -4.9045 | 32.7409 | -4.8498
2682 | -4.4223 | -12.5191 | 13.2828 | -7.6363 | 6.6591 | -17.7613 | 31.0964 | -4.5113 | 32.0686 | 1.3403 |  |  | 69.3933 | 9.3716 |  |  | 51.4445 | 1.6974 | 32.9609 | -4.8941 | 32.7502 | -4.8394
2683 | -4.4019 | -12.4982 | 13.2773 | -7.6415 | 6.6366 | -17.7821 | 31.1064 | -4.5008 | 32.0659 | 1.3377 |  |  | 69.3877 | 9.369 |  |  | 51.53 | 1.7829 | 32.9711 | -4.8836 | 32.7488 | -4.842
2684 | -4.3815 | -12.4774 | 13.2717 | -7.6467 | 6.6141 | -17.8029 | 31.1164 | -4.4904 | 32.0632 | 1.3351 |  |  | 69.3821 | 9.3664 |  |  | 51.6155 | 1.8684 | 32.9814 | -4.8732 | 32.7474 | -4.8446
2685 | -4.3612 | -12.4566 | 13.2662 | -7.6519 | 6.5919 | -17.8238 | 31.127 | -4.48 | 32.0605 | 1.3325 |  |  | 69.3903 | 9.3637 |  |  | 51.701 | 1.9539 | 32.9952 | -4.8628 | 32.7461 | -4.8472
2686 | -4.3408 | -12.4357 | 13.2581 | -7.6597 | 6.5706 | -17.8446 | 31.1397 | -4.467 | 32.0604 | 1.3325 |  |  | 69.4505 | 9.4289 |  |  | 51.6328 | 1.8858 | 33.0224 | -4.8342 | 32.7505 | -4.842
2687 | -4.3205 | -12.4149 | 13.2499 | -7.6675 | 6.5492 | -17.8654 | 31.1523 | -4.454 | 32.0602 | 1.3325 |  |  | 69.5106 | 9.494 |  |  | 51.5647 | 1.8176 | 33.0496 | -4.8055 | 32.7549 | -4.8368
2688 | -4.3001 | -12.3941 | 13.2418 | -7.6753 | 6.5278 | -17.8863 | 31.1685 | -4.4409 | 32.0601 | 1.3325 |  |  | 69.5555 | 9.5591 |  |  | 51.4965 | 1.7495 | 33.0756 | -4.7769 | 32.7593 | -4.8316
2689 | -4.2797 | -12.3732 | 13.2259 | -7.6909 | 6.5065 | -17.9071 | 31.1983 | -4.4097 | 32.06 | 1.3325 |  |  | 69.5429 | 9.5408 |  |  | 51.6002 | 1.8532 | 33.0968 | -4.756 | 32.7614 | -4.829
2690 | -4.2594 | -12.3524 | 13.2099 | -7.7066 | 6.4851 | -17.9279 | 31.2281 | -4.3784 | 32.0599 | 1.3325 |  |  | 69.5302 | 9.5226 |  |  | 51.704 | 1.9569 | 33.118 | -4.7352 | 32.7636 | -4.8264
2691 | -4.239 | -12.3316 | 13.194 | -7.7222 | 6.4648 | -17.9488 | 31.2561 | -4.3472 | 32.0598 | 1.3325 |  |  | 69.5283 | 9.5044 |  |  | 51.8077 | 2.0606 | 33.1426 | -4.7144 | 32.7657 | -4.8238
2692 | -4.2134 | -12.3055 | 13.1833 | -7.7326 | 6.4482 | -17.9644 | 31.2775 | -4.3264 | 32.0831 | 1.3559 |  |  | 69.5681 | 9.5486 |  |  | 51.7343 | 1.9873 | 33.1802 | -4.6753 | 32.7619 | -4.829
2693 | -4.1879 | -12.2795 | 13.1725 | -7.743 | 6.4317 | -17.98 | 31.2988 | -4.3055 | 32.1064 | 1.3794 |  |  | 69.6078 | 9.5929 |  |  | 51.661 | 1.9139 | 33.2179 | -4.6363 | 32.758 | -4.8342
2694 | -4.1623 | -12.2534 | 13.1618 | -7.7534 | 6.4178 | -17.9956 | 31.321 | -4.2847 | 32.1297 | 1.4028 |  |  | 69.639 | 9.6372 |  |  | 51.5876 | 1.8406 | 33.2548 | -4.5972 | 32.7542 | -4.8394
2695 | -4.1446 | -12.2352 | 13.1537 | -7.7613 | 6.4138 | -17.9982 | 31.3465 | -4.2586 | 32.1374 | 1.4106 |  |  | 69.6369 | 9.632 |  |  | 51.7226 | 1.9755 | 33.2888 | -4.5633 | 32.762 | -4.829
2696 | -4.1268 | -12.217 | 13.1455 | -7.7691 | 6.4098 | -18.0008 | 31.372 | -4.2326 | 32.1451 | 1.4184 |  |  | 69.6348 | 9.6268 |  |  | 51.8576 | 2.1105 | 33.3229 | -4.5295 | 32.7698 | -4.8185
2697 | -4.109 | -12.1988 | 13.1374 | -7.7769 | 6.404 | -18.0034 | 31.3961 | -4.2066 | 32.1528 | 1.4263 |  |  | 69.639 | 9.6216 |  |  | 51.9925 | 2.2455 | 33.3574 | -4.4956 | 32.7776 | -4.8081
2698 | -4.0991 | -12.1883 | 13.111 | -7.8029 | 6.3911 | -18.0165 | 31.4147 | -4.1883 | 32.1735 | 1.4471 |  |  | 69.6675 | 9.6528 |  |  | 51.9088 | 2.1617 | 33.3935 | -4.4592 | 32.7631 | -4.8211
2699 | -4.0892 | -12.1779 | 13.0847 | -7.829 | 6.3783 | -18.0295 | 31.4332 | -4.1701 | 32.1942 | 1.4679 |  |  | 69.6961 | 9.6841 |  |  | 51.825 | 2.0779 | 33.4296 | -4.4227 | 32.7485 | -4.8342
2700 | -4.0792 | -12.1675 | 13.0583 | -7.855 | 6.3585 | -18.0425 | 31.4395 | -4.1519 | 32.2149 | 1.4888 |  |  | 69.711 | 9.7153 |  |  | 51.7412 | 1.9942 | 33.4565 | -4.3863 | 32.7339 | -4.8472
2701 | -4.1005 | -12.1883 | 13.0059 | -7.9071 | 6.3109 | -18.092 | 31.3968 | -4.1988 | 32.1706 | 1.4445 |  |  | 69.6716 | 9.671 |  |  | 51.8658 | 2.1187 | 33.4466 | -4.3993 | 32.6817 | -4.9071
2702 | -4.1218 | -12.2092 | 12.9535 | -7.9592 | 6.2633 | -18.1415 | 31.354 | -4.2456 | 32.1262 | 1.4002 |  |  | 69.6321 | 9.6268 |  |  | 51.9903 | 2.2433 | 33.4367 | -4.4123 | 32.6296 | -4.967
2703 | -4.1431 | -12.23 | 12.9011 | -8.0113 | 6.2346 | -18.1909 | 31.3312 | -4.2925 | 32.0818 | 1.3559 |  |  | 69.608 | 9.5825 |  |  | 52.1149 | 2.3678 | 33.4416 | -4.4253 | 32.5775 | -5.0269
2704 | -4.0967 | -12.1831 | 12.9477 | -7.9644 | 6.2818 | -18.1363 | 31.3887 | -4.2274 | 32.152 | 1.4263 |  |  | 69.6462 | 9.6268 |  |  | 52.0389 | 2.2919 | 33.5063 | -4.355 | 32.5886 | -5.006
2705 | -4.0503 | -12.1363 | 12.9942 | -7.9175 | 6.3291 | -18.0816 | 31.4462 | -4.1623 | 32.2222 | 1.4966 |  |  | 69.6844 | 9.671 |  |  | 51.963 | 2.2159 | 33.5709 | -4.2847 | 32.5997 | -4.9852
2706 | -4.0039 | -12.0894 | 13.0408 | -7.8706 | 6.3615 | -18.0269 | 31.4865 | -4.0972 | 32.2924 | 1.5669 |  |  | 69.7175 | 9.7153 |  |  | 51.887 | 2.1399 | 33.6194 | -4.2144 | 32.6108 | -4.9644
2707 | -4.0435 | -12.1284 | 12.9936 | -7.9175 | 6.3329 | -18.0607 | 31.4565 | -4.1336 | 32.2506 | 1.5252 |  |  | 69.7299 | 9.7257 |  |  | 52.061 | 2.314 | 33.602 | -4.2378 | 32.5674 | -5.0191
2708 | -4.083 | -12.1675 | 12.9464 | -7.9644 | 6.3043 | -18.0946 | 31.4265 | -4.1701 | 32.2088 | 1.4835 |  |  | 69.7423 | 9.7361 |  |  | 52.2351 | 2.488 | 33.5845 | -4.2613 | 32.524 | -5.0738
2709 | -4.1225 | -12.2066 | 12.8992 | -8.0113 | 6.2959 | -18.1284 | 31.4122 | -4.2066 | 32.167 | 1.4419 |  |  | 69.7614 | 9.7466 |  |  | 52.4091 | 2.6621 | 33.5829 | -4.2847 | 32.4805 | -5.1284
2710 | -4.0735 | -12.1571 | 12.9718 | -7.9383 | 6.3711 | -18.0451 | 31.4633 | -4.1493 | 32.245 | 1.52 |  |  | 69.8081 | 9.796 |  |  | 52.2732 | 2.5262 | 33.6469 | -4.2144 | 32.5239 | -5.0711
2711 | -4.0245 | -12.1076 | 13.0444 | -7.8654 | 6.4464 | -17.9618 | 31.5143 | -4.092 | 32.323 | 1.5981 |  |  | 69.8548 | 9.8455 |  |  | 52.1374 | 2.3903 | 33.711 | -4.1441 | 32.5673 | -5.0139
2712 | -3.9755 | -12.0581 | 13.117 | -7.7925 | 6.5006 | -17.8784 | 31.544 | -4.0347 | 32.401 | 1.6763 |  |  | 69.8922 | 9.895 |  |  | 52.0015 | 2.2545 | 33.7566 | -4.0738 | 32.6106 | -4.9566
2713 | -4.0411 | -12.1232 | 13.062 | -7.8472 | 6.4664 | -17.9201 | 31.4841 | -4.1024 | 32.3358 | 1.6111 |  |  | 69.8902 | 9.8898 |  |  | 52.1834 | 2.4363 | 33.7244 | -4.1128 | 32.5641 | -5.0165
2714 | -4.1067 | -12.1883 | 13.007 | -7.9019 | 6.4322 | -17.9618 | 31.4242 | -4.1701 | 32.2706 | 1.546 |  |  | 69.8883 | 9.8846 |  |  | 52.3652 | 2.6182 | 33.6922 | -4.1519 | 32.5176 | -5.0764
2715 | -4.1723 | -12.2534 | 12.952 | -7.9566 | 6.4187 | -18.0034 | 31.385 | -4.2378 | 32.2053 | 1.4809 |  |  | 69.8926 | 9.8794 |  |  | 52.5471 | 2.8 | 33.6772 | -4.1909 | 32.4711 | -5.1363
2716 | -4.1259 | -12.2066 | 13.035 | -7.8732 | 6.4936 | -17.9201 | 31.4342 | -4.1805 | 32.2703 | 1.546 |  |  | 69.9238 | 9.9132 |  |  | 52.4294 | 2.6824 | 33.7355 | -4.1258 | 32.5084 | -5.0868
2717 | -4.0795 | -12.1597 | 13.1181 | -7.7899 | 6.5685 | -17.8368 | 31.4834 | -4.1232 | 32.3353 | 1.6111 |  |  | 69.9549 | 9.9471 |  |  | 52.3118 | 2.5648 | 33.7938 | -4.0607 | 32.5458 | -5.0373
2718 | -4.0331 | -12.1128 | 13.2011 | -7.7066 | 6.6252 | -17.7534 | 31.5111 | -4.0659 | 32.4003 | 1.6763 |  |  | 69.9704 | 9.9809 |  |  | 52.1942 | 2.4471 | 33.8318 | -3.9956 | 32.5831 | -4.9878
2719 | -4.0986 | -12.1779 | 13.1773 | -7.73 | 6.603 | -17.7821 | 31.4461 | -4.1389 | 32.3611 | 1.6372 |  |  | 69.9186 | 9.9236 |  |  | 52.3161 | 2.5691 | 33.782 | -4.0529 | 32.5508 | -5.0321
2720 | -4.1642 | -12.243 | 13.1536 | -7.7534 | 6.5809 | -17.8107 | 31.3812 | -4.2118 | 32.3219 | 1.5981 |  |  | 69.8668 | 9.8664 |  |  | 52.4381 | 2.691 | 33.7323 | -4.1102 | 32.5184 | -5.0764
2721 | -4.2298 | -12.3081 | 13.1298 | -7.7769 | 6.5765 | -17.8394 | 31.3379 | -4.2847 | 32.2828 | 1.5591 |  |  | 69.843 | 9.8091 |  |  | 52.56 | 2.813 | 33.7033 | -4.1675 | 32.486 | -5.1206
2722 | -4.186 | -12.2639 | 13.2128 | -7.6935 | 6.6499 | -17.7586 | 31.3894 | -4.2248 | 32.3399 | 1.6164 |  |  | 69.9418 | 9.9184 |  |  | 52.4085 | 2.6615 | 33.7656 | -4.0972 | 32.5409 | -5.0529
2723 | -4.1422 | -12.2196 | 13.2958 | -7.6102 | 6.7233 | -17.6779 | 31.4408 | -4.1649 | 32.3971 | 1.6736 |  |  | 70.0406 | 10.0278 |  |  | 52.257 | 2.51 | 33.8278 | -4.0269 | 32.5958 | -4.9852
2724 | -4.0984 | -12.1753 | 13.3789 | -7.5269 | 6.78 | -17.5972 | 31.4686 | -4.105 | 32.4543 | 1.7309 |  |  | 70.1058 | 10.1372 |  |  | 52.1056 | 2.3585 | 33.8667 | -3.9566 | 32.6507 | -4.9175
2725 | -4.1666 | -12.243 | 13.3603 | -7.5451 | 6.7624 | -17.6206 | 31.3914 | -4.1909 | 32.389 | 1.6658 |  |  | 70.0218 | 10.0408 |  |  | 52.139 | 2.3919 | 33.8024 | -4.0295 | 32.6245 | -4.9566
2726 | -4.2348 | -12.3107 | 13.3418 | -7.5633 | 6.7449 | -17.6441 | 31.3142 | -4.2769 | 32.3238 | 1.6007 |  |  | 69.9378 | 9.9445 |  |  | 52.1724 | 2.4253 | 33.7381 | -4.1024 | 32.5983 | -4.9956
2727 | -4.303 | -12.3784 | 13.3232 | -7.5816 | 6.744 | -17.6675 | 31.2572 | -4.3628 | 32.2586 | 1.5356 |  |  | 69.8788 | 9.8481 |  |  | 52.2058 | 2.4588 | 33.6923 | -4.1753 | 32.5721 | -5.0347
2728 | -4.2722 | -12.3472 | 13.4088 | -7.4956 | 6.8178 | -17.5868 | 31.2909 | -4.3211 | 32.2975 | 1.5747 |  |  | 69.9314 | 9.9106 |  |  | 52.1481 | 2.401 | 33.7293 | -4.131 | 32.6396 | -4.954
2729 | -4.2414 | -12.3159 | 13.4945 | -7.4097 | 6.8917 | -17.506 | 31.3247 | -4.2795 | 32.3365 | 1.6138 |  |  | 69.984 | 9.9731 |  |  | 52.0903 | 2.3433 | 33.7663 | -4.0868 | 32.707 | -4.8732
2730 | -4.2107 | -12.2847 | 13.5801 | -7.3238 | 6.9473 | -17.4253 | 31.3404 | -4.2378 | 32.3754 | 1.6528 |  |  | 70.0304 | 10.0356 |  |  | 52.0326 | 2.2855 | 33.7883 | -4.0425 | 32.7745 | -4.7925
2731 | -4.2684 | -12.342 | 13.5693 | -7.3342 | 6.9198 | -17.4592 | 31.2742 | -4.3107 | 32.3232 | 1.6007 |  |  | 70.0486 | 10.0512 |  |  | 52.0399 | 2.2929 | 33.7418 | -4.0946 | 32.7564 | -4.8238
2732 | -4.3262 | -12.3993 | 13.5586 | -7.3446 | 6.8923 | -17.493 | 31.2079 | -4.3836 | 32.271 | 1.5486 |  |  | 70.0668 | 10.0669 |  |  | 52.0473 | 2.3003 | 33.6953 | -4.1467 | 32.7383 | -4.855
2733 | -4.384 | -12.4566 | 13.5479 | -7.355 | 6.882 | -17.5269 | 31.1597 | -4.4566 | 32.2188 | 1.4966 |  |  | 70.0928 | 10.0825 |  |  | 52.0547 | 2.3076 | 33.6614 | -4.1988 | 32.7202 | -4.8863
2734 | -4.3558 | -12.4279 | 13.6283 | -7.2743 | 6.9505 | -17.4514 | 31.1943 | -4.4149 | 32.2552 | 1.533 |  |  | 70.1548 | 10.1476 |  |  | 51.9969 | 2.2499 | 33.6851 | -4.1701 | 32.8031 | -4.7925
2735 | -4.3276 | -12.3993 | 13.7087 | -7.1935 | 7.019 | -17.3758 | 31.229 | -4.3732 | 32.2915 | 1.5695 |  |  | 70.2167 | 10.2127 |  |  | 51.9392 | 2.1922 | 33.7087 | -4.1415 | 32.886 | -4.6988
2736 | -4.2995 | -12.3706 | 13.7891 | -7.1128 | 7.0778 | -17.3003 | 31.2558 | -4.3316 | 32.3278 | 1.6059 |  |  | 70.2619 | 10.2778 |  |  | 51.8815 | 2.1344 | 33.7272 | -4.1128 | 32.9689 | -4.605
2737 | -4.3104 | -12.381 | 13.8148 | -7.0868 | 7.0915 | -17.2899 | 31.2458 | -4.3446 | 32.3277 | 1.6059 |  |  | 70.2287 | 10.2387 |  |  | 52.0555 | 2.3085 | 33.7214 | -4.1206 | 32.996 | -4.579
2738 | -4.3212 | -12.3915 | 13.8406 | -7.0607 | 7.1052 | -17.2795 | 31.2358 | -4.3576 | 32.3276 | 1.6059 |  |  | 70.1955 | 10.1997 |  |  | 52.2295 | 2.4825 | 33.7156 | -4.1284 | 33.0231 | -4.5529
2739 | -4.3321 | -12.4019 | 13.8663 | -7.0347 | 7.1089 | -17.2691 | 31.2145 | -4.3706 | 32.3275 | 1.6059 |  |  | 70.1514 | 10.1606 |  |  | 52.4036 | 2.6565 | 33.6991 | -4.1363 | 33.0502 | -4.5269
2740 | -4.4081 | -12.4774 | 13.8425 | -7.0581 | 7.0648 | -17.3159 | 31.14 | -4.4488 | 32.2779 | 1.5565 |  |  | 70.0557 | 10.0617 |  |  | 52.213 | 2.466 | 33.6322 | -4.2066 | 33.0372 | -4.5477
2741 | -4.4841 | -12.5529 | 13.8188 | -7.0816 | 7.0207 | -17.3628 | 31.0654 | -4.5269 | 32.2283 | 1.507 |  |  | 69.96 | 9.9627 |  |  | 52.0225 | 2.2754 | 33.5654 | -4.2769 | 33.0241 | -4.5685
2742 | -4.5601 | -12.6284 | 13.795 | -7.105 | 6.9922 | -17.4097 | 31.0101 | -4.605 | 32.1787 | 1.4575 |  |  | 69.8928 | 9.8637 |  |  | 51.8319 | 2.0849 | 33.5127 | -4.3472 | 33.0111 | -4.5894
2743 | -4.5137 | -12.5816 | 13.865 | -7.0347 | 7.038 | -17.3576 | 31.0472 | -4.5607 | 32.1681 | 1.4471 |  |  | 69.963 | 9.9445 |  |  | 51.9773 | 2.2303 | 33.5282 | -4.3264 | 33.0784 | -4.5113
2744 | -4.4673 | -12.5347 | 13.935 | -6.9644 | 7.0839 | -17.3055 | 31.0842 | -4.5165 | 32.1576 | 1.4367 |  |  | 70.0332 | 10.0252 |  |  | 52.1227 | 2.3756 | 33.5436 | -4.3055 | 33.1458 | -4.4331
2745 | -4.421 | -12.4878 | 14.005 | -6.8941 | 7.1124 | -17.2534 | 31.1041 | -4.4722 | 32.1471 | 1.4263 |  |  | 70.0813 | 10.1059 |  |  | 52.2681 | 2.521 | 33.5482 | -4.2847 | 33.2131 | -4.355
2746 | -4.4813 | -12.5477 | 13.963 | -6.9357 | 7.0559 | -17.3159 | 31.0401 | -4.5425 | 32.087 | 1.3664 |  |  | 70.0218 | 10.0382 |  |  | 52.1114 | 2.3643 | 33.5001 | -4.3368 | 33.2012 | -4.3758
2747 | -4.5417 | -12.6076 | 13.921 | -6.9774 | 6.9993 | -17.3784 | 30.976 | -4.6128 | 32.027 | 1.3065 |  |  | 69.9622 | 9.9705 |  |  | 51.9547 | 2.2076 | 33.452 | -4.3889 | 33.1892 | -4.3967
2748 | -4.6021 | -12.6675 | 13.8791 | -7.0191 | 6.9554 | -17.4409 | 30.9291 | -4.6831 | 31.967 | 1.2466 |  |  | 69.9195 | 9.9028 |  |  | 51.798 | 2.0509 | 33.416 | -4.4409 | 33.1773 | -4.4175
2749 | -4.5479 | -12.6128 | 13.9178 | -6.98 | 6.9735 | -17.4175 | 30.9668 | -4.6389 | 31.9955 | 1.2752 |  |  | 69.9597 | 9.9497 |  |  | 51.8548 | 2.1078 | 33.44 | -4.4123 | 33.2217 | -4.368
2750 | -4.4937 | -12.5581 | 13.9565 | -6.9409 | 6.9916 | -17.3941 | 31.0044 | -4.5946 | 32.0241 | 1.3039 |  |  | 69.9999 | 9.9966 |  |  | 51.9117 | 2.1646 | 33.4639 | -4.3836 | 33.2661 | -4.3185
2751 | -4.4395 | -12.5034 | 13.9953 | -6.9019 | 7.0027 | -17.3706 | 31.0358 | -4.5503 | 32.0526 | 1.3325 |  |  | 70.0314 | 10.0434 |  |  | 51.9685 | 2.2215 | 33.4829 | -4.355 | 33.3105 | -4.2691
2752 | -4.4295 | -12.493 | 13.995 | -6.9019 | 6.9789 | -17.3967 | 31.0356 | -4.5529 | 32.0473 | 1.3273 |  |  | 70.019 | 10.0278 |  |  | 52.0592 | 2.3122 | 33.477 | -4.3628 | 33.3336 | -4.243
2753 | -4.4196 | -12.4826 | 13.9947 | -6.9019 | 6.955 | -17.4227 | 31.0354 | -4.5555 | 32.0419 | 1.3221 |  |  | 70.0066 | 10.0122 |  |  | 52.1499 | 2.4029 | 33.471 | -4.3706 | 33.3567 | -4.217
2754 | -4.4096 | -12.4722 | 13.9943 | -6.9019 | 6.9223 | -17.4488 | 31.0263 | -4.5581 | 32.0366 | 1.3169 |  |  | 69.9855 | 9.9966 |  |  | 52.2406 | 2.4936 | 33.4542 | -4.3784 | 33.3798 | -4.1909
2755 | -4.4648 | -12.5269 | 13.9393 | -6.9566 | 6.844 | -17.5295 | 30.9718 | -4.6154 | 31.9427 | 1.2231 |  |  | 69.9204 | 9.9289 |  |  | 52.1724 | 2.4254 | 33.3822 | -4.454 | 33.3381 | -4.243
2756 | -4.52 | -12.5816 | 13.8843 | -7.0113 | 6.7658 | -17.6102 | 30.9173 | -4.6727 | 31.8489 | 1.1294 |  |  | 69.8553 | 9.8611 |  |  | 52.1043 | 2.3573 | 33.3102 | -4.5295 | 33.2965 | -4.2951
2757 | -4.5751 | -12.6363 | 13.8293 | -7.0659 | 6.7022 | -17.6909 | 30.8795 | -4.73 | 31.755 | 1.0356 |  |  | 69.8101 | 9.7934 |  |  | 52.0361 | 2.2891 | 33.2592 | -4.605 | 33.2548 | -4.3472
2758 | -4.5105 | -12.5711 | 13.8603 | -7.0347 | 6.7146 | -17.6727 | 30.9279 | -4.6753 | 31.7887 | 1.0695 |  |  | 69.8678 | 9.8585 |  |  | 52.1711 | 2.4241 | 33.3166 | -4.5399 | 33.3167 | -4.2717
2759 | -4.4459 | -12.506 | 13.8912 | -7.0034 | 6.7269 | -17.6545 | 30.9764 | -4.6206 | 31.8225 | 1.1033 |  |  | 69.9255 | 9.9236 |  |  | 52.306 | 2.559 | 33.3739 | -4.4748 | 33.3786 | -4.1961
2760 | -4.3813 | -12.4409 | 13.9221 | -6.9722 | 6.7232 | -17.6363 | 31.01 | -4.5659 | 31.8562 | 1.1372 |  |  | 69.9626 | 9.9887 |  |  | 52.441 | 2.694 | 33.4147 | -4.4097 | 33.4405 | -4.1206
2761 | -4.426 | -12.4852 | 13.8463 | -7.0477 | 6.6349 | -17.73 | 30.9659 | -4.6154 | 31.7753 | 1.0565 |  |  | 69.8919 | 9.9106 |  |  | 52.3025 | 2.5555 | 33.3687 | -4.4618 | 33.39 | -4.1831
2762 | -4.4708 | -12.5295 | 13.7704 | -7.1232 | 6.5466 | -17.8238 | 30.9217 | -4.6649 | 31.6945 | 0.97573 |  |  | 69.8212 | 9.8325 |  |  | 52.1641 | 2.4171 | 33.3227 | -4.5139 | 33.3396 | -4.2456
2763 | -4.5155 | -12.5738 | 13.6946 | -7.1988 | 6.4722 | -17.9175 | 30.8943 | -4.7144 | 31.6136 | 0.895 |  |  | 69.7766 | 9.7544 |  |  | 52.0256 | 2.2786 | 33.2917 | -4.5659 | 33.2891 | -4.3081
2764 | -4.4561 | -12.5139 | 13.7099 | -7.1831 | 6.4716 | -17.9123 | 30.9556 | -4.6467 | 31.6474 | 0.92885 |  |  | 69.8709 | 9.8585 |  |  | 52.2179 | 2.4708 | 33.3406 | -4.5113 | 33.3205 | -4.2665
2765 | -4.3967 | -12.454 | 13.7252 | -7.1675 | 6.4711 | -17.9071 | 31.017 | -4.579 | 31.6811 | 0.96271 |  |  | 69.9652 | 9.9627 |  |  | 52.4101 | 2.6631 | 33.3895 | -4.4566 | 33.3518 | -4.2248
2766 | -4.3373 | -12.3941 | 13.7405 | -7.1519 | 6.456 | -17.9019 | 31.0639 | -4.5113 | 31.7148 | 0.99656 |  |  | 70.0333 | 10.0669 |  |  | 52.6024 | 2.8554 | 33.4262 | -4.4019 | 33.3831 | -4.1831
2767 | -4.369 | -12.4253 | 13.6673 | -7.2248 | 6.3619 | -18.0008 | 31.0326 | -4.5477 | 31.6522 | 0.93406 |  |  | 69.9595 | 9.9835 |  |  | 52.4795 | 2.7325 | 33.3968 | -4.4357 | 33.3327 | -4.243
2768 | -4.4007 | -12.4566 | 13.5941 | -7.2977 | 6.2678 | -18.0998 | 31.0014 | -4.5842 | 31.5896 | 0.87156 |  |  | 69.8856 | 9.9002 |  |  | 52.3567 | 2.6097 | 33.3674 | -4.4696 | 33.2822 | -4.3029
2769 | -4.4325 | -12.4878 | 13.5208 | -7.3706 | 6.1897 | -18.1988 | 30.9834 | -4.6206 | 31.527 | 0.80906 |  |  | 69.8278 | 9.8169 |  |  | 52.2338 | 2.4868 | 33.3536 | -4.5034 | 33.2318 | -4.3628
2770 | -4.3757 | -12.4305 | 13.5309 | -7.3602 | 6.1989 | -18.1831 | 31.0382 | -4.5607 | 31.5633 | 0.84552 |  |  | 69.8579 | 9.8533 |  |  | 52.4131 | 2.6661 | 33.4258 | -4.4253 | 33.2557 | -4.329
2771 | -4.3189 | -12.3732 | 13.541 | -7.3498 | 6.2081 | -18.1675 | 31.0929 | -4.5008 | 31.5997 | 0.88198 |  |  | 69.888 | 9.8898 |  |  | 52.5923 | 2.8453 | 33.4981 | -4.3472 | 33.2796 | -4.2951
2772 | -4.262 | -12.3159 | 13.5511 | -7.3394 | 6.2025 | -18.1519 | 31.1356 | -4.4409 | 31.636 | 0.91844 |  |  | 69.9122 | 9.9262 |  |  | 52.7716 | 3.0245 | 33.5565 | -4.2691 | 33.3034 | -4.2613
2773 | -4.3042 | -12.3576 | 13.4701 | -7.4201 | 6.1137 | -18.2456 | 31.1113 | -4.4696 | 31.6072 | 0.88979 |  |  | 69.9039 | 9.9158 |  |  | 52.6279 | 2.8809 | 33.538 | -4.2925 | 33.2383 | -4.3368
2774 | -4.3463 | -12.3993 | 13.389 | -7.5008 | 6.025 | -18.3394 | 31.0869 | -4.4982 | 31.5785 | 0.86115 |  |  | 69.8956 | 9.9054 |  |  | 52.4842 | 2.7372 | 33.5196 | -4.3159 | 33.1731 | -4.4123
2775 | -4.3885 | -12.4409 | 13.308 | -7.5816 | 5.9522 | -18.4331 | 31.076 | -4.5269 | 31.5497 | 0.8325 |  |  | 69.8941 | 9.895 |  |  | 52.3405 | 2.5935 | 33.5156 | -4.3394 | 33.1079 | -4.4878
2776 | -4.3187 | -12.3706 | 13.3207 | -7.5685 | 5.9692 | -18.4097 | 31.1412 | -4.4566 | 31.6199 | 0.90281 |  |  | 69.9304 | 9.9341 |  |  | 52.5302 | 2.7832 | 33.5934 | -4.256 | 33.1317 | -4.454
2777 | -4.2488 | -12.3003 | 13.3334 | -7.5555 | 5.9863 | -18.3863 | 31.2063 | -4.3863 | 31.6901 | 0.97313 |  |  | 69.9668 | 9.9731 |  |  | 52.7198 | 2.9728 | 33.6712 | -4.1727 | 33.1554 | -4.4201
2778 | -4.179 | -12.23 | 13.3461 | -7.5425 | 5.9917 | -18.3628 | 31.2601 | -4.3159 | 31.7603 | 1.0434 |  |  | 69.9881 | 10.0122 |  |  | 52.9095 | 3.1625 | 33.7389 | -4.0894 | 33.1792 | -4.3863
2779 | -4.2029 | -12.2534 | 13.2885 | -7.5998 | 5.9305 | -18.4279 | 31.2486 | -4.3316 | 31.7107 | 0.99396 |  |  | 69.9229 | 9.9419 |  |  | 52.7788 | 3.0318 | 33.7478 | -4.0842 | 33.1204 | -4.454
2780 | -4.2268 | -12.2769 | 13.2309 | -7.6571 | 5.8692 | -18.493 | 31.237 | -4.3472 | 31.6611 | 0.94448 |  |  | 69.8578 | 9.8716 |  |  | 52.6481 | 2.9011 | 33.7567 | -4.079 | 33.0617 | -4.5217
2781 | -4.2508 | -12.3003 | 13.1733 | -7.7144 | 5.8222 | -18.5581 | 31.2374 | -4.3628 | 31.6115 | 0.895 |  |  | 69.8092 | 9.8012 |  |  | 52.5175 | 2.7705 | 33.7773 | -4.0738 | 33.003 | -4.5894
2782 | -4.1914 | -12.2404 | 13.1964 | -7.6909 | 5.8581 | -18.5165 | 31.3083 | -4.2873 | 31.6973 | 0.98094 |  |  | 69.8575 | 9.8559 |  |  | 52.6993 | 2.9523 | 33.8666 | -3.98 | 33.0201 | -4.5633
2783 | -4.1319 | -12.1805 | 13.2195 | -7.6675 | 5.8941 | -18.4748 | 31.3792 | -4.2118 | 31.7831 | 1.0669 |  |  | 69.9059 | 9.9106 |  |  | 52.8812 | 3.1342 | 33.9559 | -3.8862 | 33.0373 | -4.5373
2784 | -4.0725 | -12.1206 | 13.2426 | -7.6441 | 5.9204 | -18.4331 | 31.4379 | -4.1363 | 31.8689 | 1.1528 |  |  | 69.9559 | 9.9653 |  |  | 53.063 | 3.316 | 34.0336 | -3.7925 | 33.0545 | -4.5113
2785 | -4.1017 | -12.1493 | 13.2006 | -7.6857 | 5.8896 | -18.467 | 31.424 | -4.1545 | 31.848 | 1.132 |  |  | 70.0153 | 10.0252 |  |  | 52.9193 | 3.1723 | 34.0429 | -3.7873 | 32.9935 | -4.5816
2786 | -4.1308 | -12.1779 | 13.1587 | -7.7274 | 5.8589 | -18.5008 | 31.41 | -4.1727 | 31.827 | 1.1111 |  |  | 70.0747 | 10.0851 |  |  | 52.7756 | 3.0286 | 34.0522 | -3.7821 | 32.9325 | -4.6519
2787 | -4.1599 | -12.2066 | 13.1167 | -7.7691 | 5.8407 | -18.5347 | 31.4071 | -4.1909 | 31.806 | 1.0903 |  |  | 70.1327 | 10.145 |  |  | 52.632 | 2.885 | 34.0732 | -3.7769 | 32.8715 | -4.7222
2788 | -4.1031 | -12.1493 | 13.1684 | -7.717 | 5.8981 | -18.4722 | 31.4706 | -4.1232 | 31.871 | 1.1554 |  |  | 70.1824 | 10.1945 |  |  | 52.8086 | 3.0616 | 34.1651 | -3.6805 | 32.9028 | -4.6805
2789 | -4.0463 | -12.092 | 13.2202 | -7.6649 | 5.9555 | -18.4097 | 31.534 | -4.0555 | 31.936 | 1.2205 |  |  | 70.2322 | 10.244 |  |  | 52.9852 | 3.2382 | 34.257 | -3.5842 | 32.9341 | -4.6389
2790 | -3.9895 | -12.0347 | 13.272 | -7.6128 | 6.0031 | -18.3472 | 31.5841 | -3.9878 | 32.001 | 1.2856 |  |  | 70.2801 | 10.2934 |  |  | 53.1619 | 3.4148 | 34.3352 | -3.4878 | 32.9653 | -4.5972
2791 | -4.0342 | -12.079 | 13.2352 | -7.6493 | 5.9906 | -18.3628 | 31.5523 | -4.0243 | 32.0165 | 1.3013 |  |  | 70.3169 | 10.3299 |  |  | 53.0208 | 3.2738 | 34.3296 | -3.4982 | 32.8991 | -4.6727
2792 | -4.079 | -12.1232 | 13.1984 | -7.6857 | 5.9781 | -18.3784 | 31.5205 | -4.0607 | 32.032 | 1.3169 |  |  | 70.3537 | 10.3664 |  |  | 52.8797 | 3.1327 | 34.324 | -3.5086 | 32.8329 | -4.7482
2793 | -4.1238 | -12.1675 | 13.1616 | -7.7222 | 5.9768 | -18.3941 | 31.4994 | -4.0972 | 32.0475 | 1.3325 |  |  | 70.3846 | 10.4028 |  |  | 52.7386 | 2.9916 | 34.3287 | -3.5191 | 32.7667 | -4.8238
2794 | -4.0826 | -12.1258 | 13.229 | -7.6545 | 6.0451 | -18.3211 | 31.5447 | -4.0477 | 32.089 | 1.3742 |  |  | 70.3786 | 10.395 |  |  | 52.759 | 3.012 | 34.3976 | -3.4461 | 32.7794 | -4.8029
2795 | -4.0414 | -12.0842 | 13.2964 | -7.5868 | 6.1135 | -18.2482 | 31.59 | -3.9982 | 32.1306 | 1.4158 |  |  | 70.3726 | 10.3872 |  |  | 52.7794 | 3.0324 | 34.4665 | -3.3732 | 32.792 | -4.7821
2796 | -4.0002 | -12.0425 | 13.3638 | -7.5191 | 6.1729 | -18.1753 | 31.6247 | -3.9487 | 32.1721 | 1.4575 |  |  | 70.366 | 10.3794 |  |  | 52.7998 | 3.0528 | 34.5235 | -3.3003 | 32.8046 | -4.7613
2797 | -4.0528 | -12.0946 | 13.3374 | -7.5451 | 6.1756 | -18.1753 | 31.592 | -3.9852 | 32.1746 | 1.4601 |  |  | 70.3554 | 10.369 |  |  | 52.9503 | 3.2033 | 34.5042 | -3.3237 | 32.746 | -4.829
2798 | -4.1053 | -12.1467 | 13.3111 | -7.5711 | 6.1784 | -18.1753 | 31.5592 | -4.0217 | 32.1771 | 1.4627 |  |  | 70.3449 | 10.3585 |  |  | 53.1009 | 3.3539 | 34.485 | -3.3472 | 32.6873 | -4.8967
2799 | -4.1579 | -12.1988 | 13.2847 | -7.5972 | 6.1938 | -18.1753 | 31.5336 | -4.0581 | 32.1796 | 1.4653 |  |  | 70.3487 | 10.3481 |  |  | 53.2515 | 3.5045 | 34.4769 | -3.3706 | 32.6286 | -4.9644
2800 | -4.1115 | -12.1519 | 13.3964 | -7.4852 | 6.2903 | -18.0738 | 31.5542 | -4.0347 | 32.2368 | 1.5226 |  |  | 70.445 | 10.4497 |  |  | 53.074 | 3.327 | 34.5403 | -3.3029 | 32.6766 | -4.9071
2801 | -4.0651 | -12.105 | 13.508 | -7.3732 | 6.3868 | -17.9722 | 31.5747 | -4.0113 | 32.2939 | 1.5799 |  |  | 70.5413 | 10.5512 |  |  | 52.8964 | 3.1494 | 34.6038 | -3.2352 | 32.7246 | -4.8498
2802 | -4.0187 | -12.0581 | 13.6197 | -7.2613 | 6.4711 | -17.8706 | 31.5845 | -3.9878 | 32.3511 | 1.6372 |  |  | 70.6212 | 10.6528 |  |  | 52.7189 | 2.9719 | 34.652 | -3.1675 | 32.7726 | -4.7925
2803 | -4.0713 | -12.1102 | 13.6246 | -7.256 | 6.475 | -17.8706 | 31.5231 | -4.0529 | 32.3041 | 1.5903 |  |  | 70.5931 | 10.619 |  |  | 52.7263 | 2.9793 | 34.6001 | -3.2248 | 32.7458 | -4.8264
2804 | -4.1239 | -12.1623 | 13.6295 | -7.2508 | 6.479 | -17.8706 | 31.4617 | -4.118 | 32.2571 | 1.5434 |  |  | 70.5649 | 10.5851 |  |  | 52.7336 | 2.9866 | 34.5481 | -3.2821 | 32.719 | -4.8602
2805 | -4.1764 | -12.2144 | 13.6344 | -7.2456 | 6.4943 | -17.8706 | 31.4118 | -4.1831 | 32.2101 | 1.4966 |  |  | 70.5509 | 10.5512 |  |  | 52.741 | 2.994 | 34.511 | -3.3394 | 32.6922 | -4.8941
2806 | -4.104 | -12.1415 | 13.7486 | -7.131 | 6.586 | -17.7743 | 31.4386 | -4.1519 | 32.2543 | 1.5408 |  |  | 70.6314 | 10.6372 |  |  | 52.7249 | 2.9779 | 34.5731 | -3.2717 | 32.7322 | -4.8472
2807 | -4.0316 | -12.0685 | 13.8629 | -7.0165 | 6.6776 | -17.6779 | 31.4655 | -4.1206 | 32.2984 | 1.5851 |  |  | 70.7119 | 10.7231 |  |  | 52.7088 | 2.9618 | 34.6353 | -3.204 | 32.7722 | -4.8003
2808 | -3.9592 | -11.9956 | 13.9772 | -6.9019 | 6.7567 | -17.5816 | 31.4779 | -4.0894 | 32.3425 | 1.6294 |  |  | 70.7781 | 10.8091 |  |  | 52.6927 | 2.9457 | 34.6786 | -3.1362 | 32.8122 | -4.7534
2809 | -3.9779 | -12.0139 | 13.9768 | -6.9019 | 6.7504 | -17.592 | 31.3918 | -4.1805 | 32.3034 | 1.5903 |  |  | 70.7466 | 10.7726 |  |  | 52.6428 | 2.8958 | 34.5941 | -3.2274 | 32.7851 | -4.7899
2810 | -3.9966 | -12.0321 | 13.9765 | -6.9019 | 6.744 | -17.6024 | 31.3057 | -4.2717 | 32.2642 | 1.5513 |  |  | 70.7151 | 10.7361 |  |  | 52.5929 | 2.8459 | 34.5095 | -3.3185 | 32.758 | -4.8264
2811 | -4.0153 | -12.0503 | 13.9762 | -6.9019 | 6.7499 | -17.6128 | 31.2321 | -4.3628 | 32.225 | 1.5122 |  |  | 70.6943 | 10.6997 |  |  | 52.5429 | 2.7959 | 34.4386 | -3.4097 | 32.7309 | -4.8628
2812 | -3.9793 | -12.0139 | 14.0905 | -6.7873 | 6.8413 | -17.5165 | 31.2456 | -4.3446 | 32.2822 | 1.5695 |  |  | 70.7474 | 10.757 |  |  | 52.5503 | 2.8033 | 34.4621 | -3.381 | 32.8339 | -4.7482
2813 | -3.9434 | -11.9774 | 14.2047 | -6.6727 | 6.9326 | -17.4201 | 31.259 | -4.3264 | 32.3393 | 1.6268 |  |  | 70.8005 | 10.8143 |  |  | 52.5577 | 2.8107 | 34.4855 | -3.3524 | 32.9369 | -4.6336
2814 | -3.9074 | -11.9409 | 14.319 | -6.5581 | 7.0109 | -17.3238 | 31.2591 | -4.3081 | 32.3965 | 1.6841 |  |  | 70.8445 | 10.8716 |  |  | 52.565 | 2.818 | 34.4969 | -3.3237 | 33.0399 | -4.5191
2815 | -4.0146 | -12.0477 | 14.3265 | -6.5503 | 6.9969 | -17.342 | 31.1648 | -4.4071 | 32.3313 | 1.619 |  |  | 70.8242 | 10.8481 |  |  | 52.5099 | 2.7629 | 34.423 | -3.4019 | 33.029 | -4.5399
2816 | -4.1219 | -12.1545 | 14.334 | -6.5425 | 6.9829 | -17.3602 | 31.0705 | -4.506 | 32.2661 | 1.5539 |  |  | 70.8038 | 10.8247 |  |  | 52.4547 | 2.7077 | 34.3492 | -3.48 | 33.0182 | -4.5607
2817 | -4.2292 | -12.2613 | 14.3415 | -6.5347 | 6.9787 | -17.3784 | 30.9871 | -4.605 | 32.2008 | 1.4888 |  |  | 70.788 | 10.8012 |  |  | 52.3996 | 2.6526 | 34.2824 | -3.5581 | 33.0074 | -4.5816
2818 | -4.2296 | -12.2613 | 14.4375 | -6.4383 | 7.0449 | -17.3081 | 30.9829 | -4.605 | 32.2033 | 1.4914 |  |  | 70.8043 | 10.8195 |  |  | 52.4095 | 2.6625 | 34.2665 | -3.5711 | 33.1009 | -4.48
2819 | -4.2301 | -12.2613 | 14.5336 | -6.342 | 7.111 | -17.2378 | 30.9787 | -4.605 | 32.2058 | 1.494 |  |  | 70.8206 | 10.8377 |  |  | 52.4195 | 2.6725 | 34.2507 | -3.5842 | 33.1943 | -4.3784
2820 | -4.2306 | -12.2613 | 14.6296 | -6.2456 | 7.1651 | -17.1675 | 30.966 | -4.605 | 32.2083 | 1.4966 |  |  | 70.8301 | 10.8559 |  |  | 52.4295 | 2.6825 | 34.2265 | -3.5972 | 33.2878 | -4.2769
2821 | -4.2988 | -12.329 | 14.6319 | -6.243 | 7.1299 | -17.2066 | 30.8908 | -4.6831 | 32.1587 | 1.4471 |  |  | 70.7906 | 10.8143 |  |  | 52.3743 | 2.6273 | 34.1408 | -3.6857 | 33.3124 | -4.2586
2822 | -4.367 | -12.3967 | 14.6342 | -6.2404 | 7.0946 | -17.2456 | 30.8156 | -4.7613 | 32.1091 | 1.3976 |  |  | 70.7511 | 10.7726 |  |  | 52.3192 | 2.5722 | 34.0551 | -3.7743 | 33.3371 | -4.2404
2823 | -4.4352 | -12.4644 | 14.6364 | -6.2378 | 7.0704 | -17.2847 | 30.7512 | -4.8394 | 32.0595 | 1.3481 |  |  | 70.7095 | 10.7309 |  |  | 52.264 | 2.517 | 33.9809 | -3.8628 | 33.3617 | -4.2222
2824 | -4.394 | -12.4227 | 14.7273 | -6.1467 | 7.1284 | -17.2222 | 30.768 | -4.8185 | 32.0984 | 1.3872 |  |  | 70.6526 | 10.6736 |  |  | 52.4276 | 2.6806 | 33.9923 | -3.8472 | 33.4612 | -4.1154
2825 | -4.3528 | -12.381 | 14.8181 | -6.0555 | 7.1864 | -17.1597 | 30.7847 | -4.7977 | 32.1373 | 1.4263 |  |  | 70.5957 | 10.6164 |  |  | 52.5912 | 2.8443 | 34.0036 | -3.8316 | 33.5607 | -4.0086
2826 | -4.3117 | -12.3394 | 14.9089 | -5.9644 | 7.2306 | -17.0972 | 30.7912 | -4.7769 | 32.1763 | 1.4653 |  |  | 70.5439 | 10.5591 |  |  | 52.7548 | 3.0079 | 34.0024 | -3.8159 | 33.6603 | -3.9019
2827 | -4.3695 | -12.3967 | 14.8721 | -6.0008 | 7.1699 | -17.1623 | 30.7192 | -4.8524 | 32.0746 | 1.3638 |  |  | 70.5315 | 10.5486 |  |  | 52.6112 | 2.8642 | 33.9052 | -3.9175 | 33.6721 | -3.8967
2828 | -4.4272 | -12.454 | 14.8354 | -6.0373 | 7.1092 | -17.2274 | 30.6472 | -4.9279 | 31.9729 | 1.2622 |  |  | 70.519 | 10.5382 |  |  | 52.4675 | 2.7205 | 33.808 | -4.0191 | 33.6839 | -3.8915
2829 | -4.485 | -12.5113 | 14.7986 | -6.0738 | 7.0603 | -17.2925 | 30.5874 | -5.0034 | 31.8712 | 1.1606 |  |  | 70.5104 | 10.5278 |  |  | 52.3238 | 2.5768 | 33.7232 | -4.1206 | 33.6957 | -3.8862
2830 | -4.41 | -12.4357 | 14.8816 | -5.9904 | 7.1024 | -17.2456 | 30.6219 | -4.9644 | 31.8971 | 1.1867 |  |  | 70.5324 | 10.5512 |  |  | 52.5056 | 2.7586 | 33.7342 | -4.105 | 33.7754 | -3.8003
2831 | -4.3349 | -12.3602 | 14.9646 | -5.9071 | 7.1445 | -17.1988 | 30.6564 | -4.9253 | 31.9231 | 1.2127 |  |  | 70.5543 | 10.5747 |  |  | 52.6875 | 2.9405 | 33.7452 | -4.0894 | 33.855 | -3.7144
2832 | -4.2599 | -12.2847 | 15.0476 | -5.8238 | 7.1736 | -17.1519 | 30.6813 | -4.8863 | 31.949 | 1.2388 |  |  | 70.5724 | 10.5981 |  |  | 52.8693 | 3.1223 | 33.7454 | -4.0738 | 33.9347 | -3.6284
2833 | -4.2995 | -12.3238 | 14.9978 | -5.8732 | 7.0996 | -17.23 | 30.6299 | -4.9409 | 31.8499 | 1.1398 |  |  | 70.5605 | 10.5851 |  |  | 52.7074 | 2.9604 | 33.6606 | -4.1623 | 33.9387 | -3.631
2834 | -4.339 | -12.3628 | 14.948 | -5.9227 | 7.0256 | -17.3081 | 30.5785 | -4.9956 | 31.7508 | 1.0408 |  |  | 70.5486 | 10.5721 |  |  | 52.5455 | 2.7985 | 33.5758 | -4.2508 | 33.9428 | -3.6336
2835 | -4.3786 | -12.4019 | 14.8982 | -5.9722 | 6.9608 | -17.3863 | 30.5392 | -5.0503 | 31.6517 | 0.94188 |  |  | 70.5362 | 10.5591 |  |  | 52.3835 | 2.6366 | 33.5038 | -4.3394 | 33.9468 | -3.6362
2836 | -4.3035 | -12.3264 | 14.9552 | -5.9149 | 6.97 | -17.3732 | 30.5972 | -4.9878 | 31.7011 | 0.99135 |  |  | 70.5205 | 10.5434 |  |  | 52.5992 | 2.8522 | 33.5355 | -4.3029 | 34.0365 | -3.5373
2837 | -4.2285 | -12.2508 | 15.0122 | -5.8576 | 6.9791 | -17.3602 | 30.6552 | -4.9253 | 31.7505 | 1.0408 |  |  | 70.5047 | 10.5278 |  |  | 52.8149 | 3.0679 | 33.5673 | -4.2665 | 34.1263 | -3.4383
2838 | -4.1535 | -12.1753 | 15.0692 | -5.8003 | 6.9767 | -17.3472 | 30.7023 | -4.8628 | 31.7998 | 1.0903 |  |  | 70.4878 | 10.5122 |  |  | 53.0306 | 3.2836 | 33.587 | -4.23 | 34.216 | -3.3394
2839 | -4.1982 | -12.2196 | 14.9933 | -5.8758 | 6.8787 | -17.4488 | 30.6591 | -4.9097 | 31.7164 | 1.007 |  |  | 70.4619 | 10.4861 |  |  | 52.9442 | 3.1972 | 33.5078 | -4.3133 | 34.1658 | -3.3993
2840 | -4.243 | -12.2639 | 14.9175 | -5.9514 | 6.7808 | -17.5503 | 30.616 | -4.9566 | 31.6329 | 0.92365 |  |  | 70.436 | 10.4601 |  |  | 52.8578 | 3.1108 | 33.4286 | -4.3967 | 34.1157 | -3.4592
2841 | -4.2878 | -12.3081 | 14.8416 | -6.0269 | 6.6917 | -17.6519 | 30.5826 | -5.0034 | 31.5494 | 0.84031 |  |  | 70.4111 | 10.4341 |  |  | 52.7714 | 3.0244 | 33.3628 | -4.48 | 34.0655 | -3.5191
2842 | -4.2179 | -12.2378 | 14.8595 | -6.0086 | 6.6776 | -17.6623 | 30.631 | -4.9514 | 31.5597 | 0.85073 |  |  | 70.3949 | 10.4184 |  |  | 52.9168 | 3.1698 | 33.41 | -4.4279 | 34.1246 | -3.4514
2843 | -4.1481 | -12.1675 | 14.8775 | -5.9904 | 6.6634 | -17.6727 | 30.6794 | -4.8993 | 31.57 | 0.86115 |  |  | 70.3786 | 10.4028 |  |  | 53.0622 | 3.3152 | 33.4571 | -4.3758 | 34.1838 | -3.3836
2844 | -4.0783 | -12.0972 | 14.8954 | -5.9722 | 6.6389 | -17.6831 | 30.721 | -4.8472 | 31.5803 | 0.87156 |  |  | 70.3619 | 10.3872 |  |  | 53.2075 | 3.4606 | 33.4924 | -4.3238 | 34.2429 | -3.3159
2845 | -4.1413 | -12.1597 | 14.8013 | -6.0659 | 6.5249 | -17.8003 | 30.7051 | -4.8654 | 31.4838 | 0.77521 |  |  | 70.341 | 10.3664 |  |  | 53.129 | 3.382 | 33.4262 | -4.3941 | 34.1946 | -3.3706
2846 | -4.2043 | -12.2222 | 14.7072 | -6.1597 | 6.4109 | -17.9175 | 30.6891 | -4.8836 | 31.3874 | 0.67885 |  |  | 70.3201 | 10.3455 |  |  | 53.0504 | 3.3034 | 33.36 | -4.4644 | 34.1462 | -3.4253
2847 | -4.2673 | -12.2847 | 14.6132 | -6.2534 | 6.3052 | -18.0347 | 30.6818 | -4.9019 | 31.2909 | 0.5825 |  |  | 70.3048 | 10.3247 |  |  | 52.9718 | 3.2248 | 33.3064 | -4.5347 | 34.0979 | -3.48
2848 | -4.2131 | -12.23 | 14.6128 | -6.2534 | 6.273 | -18.0633 | 30.7515 | -4.829 | 31.3194 | 0.61115 |  |  | 70.3391 | 10.3611 |  |  | 53.1458 | 3.3988 | 33.3642 | -4.4722 | 34.1106 | -3.4618
2849 | -4.1589 | -12.1753 | 14.6125 | -6.2534 | 6.2409 | -18.092 | 30.8211 | -4.756 | 31.3479 | 0.63979 |  |  | 70.3734 | 10.3976 |  |  | 53.3198 | 3.5728 | 33.4221 | -4.4097 | 34.1233 | -3.4435
2850 | -4.1047 | -12.1206 | 14.6122 | -6.2534 | 6.2004 | -18.1206 | 30.8802 | -4.6831 | 31.3765 | 0.66844 |  |  | 70.3952 | 10.4341 |  |  | 53.4938 | 3.7469 | 33.47 | -4.3472 | 34.136 | -3.4253
2851 | -4.1677 | -12.1831 | 14.5025 | -6.3628 | 6.0857 | -18.2378 | 30.8447 | -4.7222 | 31.3034 | 0.59552 |  |  | 70.3056 | 10.3403 |  |  | 53.4231 | 3.6761 | 33.4291 | -4.3915 | 34.0661 | -3.5008
2852 | -4.2306 | -12.2456 | 14.3928 | -6.4722 | 5.9709 | -18.355 | 30.8091 | -4.7613 | 31.2304 | 0.5226 |  |  | 70.2159 | 10.2466 |  |  | 53.3523 | 3.6053 | 33.3882 | -4.4357 | 33.9963 | -3.5764
2853 | -4.2936 | -12.3081 | 14.2831 | -6.5816 | 5.8648 | -18.4722 | 30.7844 | -4.8003 | 31.1573 | 0.44969 |  |  | 70.1387 | 10.1528 |  |  | 53.2815 | 3.5345 | 33.3591 | -4.48 | 33.9265 | -3.6519
2854 | -4.2551 | -12.2691 | 14.2672 | -6.5972 | 5.8377 | -18.4956 | 30.8585 | -4.7222 | 31.2015 | 0.49396 |  |  | 70.1757 | 10.1945 |  |  | 53.4373 | 3.6903 | 33.4381 | -4.3967 | 33.9327 | -3.6389
2855 | -4.2165 | -12.23 | 14.2512 | -6.6128 | 5.8107 | -18.5191 | 30.9326 | -4.6441 | 31.2456 | 0.53823 |  |  | 70.2127 | 10.2361 |  |  | 53.5931 | 3.8461 | 33.5171 | -4.3133 | 33.9389 | -3.6258
2856 | -4.1779 | -12.1909 | 14.2353 | -6.6284 | 5.776 | -18.5425 | 30.9971 | -4.5659 | 31.2898 | 0.5825 |  |  | 70.2402 | 10.2778 |  |  | 53.7489 | 4.0019 | 33.5859 | -4.23 | 33.9451 | -3.6128
2857 | -4.2513 | -12.2639 | 14.123 | -6.7404 | 5.6689 | -18.6519 | 30.9717 | -4.5946 | 31.2115 | 0.50438 |  |  | 70.1782 | 10.2127 |  |  | 53.6781 | 3.9312 | 33.5581 | -4.2613 | 33.8413 | -3.7248
2858 | -4.3247 | -12.3368 | 14.0107 | -6.8524 | 5.5617 | -18.7613 | 30.9463 | -4.6232 | 31.1333 | 0.42625 |  |  | 70.1163 | 10.1476 |  |  | 53.6073 | 3.8604 | 33.5304 | -4.2925 | 33.7375 | -3.8368
2859 | -4.3981 | -12.4097 | 13.8984 | -6.9644 | 5.4643 | -18.8706 | 30.93 | -4.6519 | 31.055 | 0.34813 |  |  | 70.0645 | 10.0825 |  |  | 53.5366 | 3.7896 | 33.5146 | -4.3238 | 33.6337 | -3.9487
2860 | -4.3544 | -12.3654 | 13.9007 | -6.9618 | 5.4603 | -18.8706 | 31.0021 | -4.5764 | 31.0992 | 0.3924 |  |  | 70.1101 | 10.132 |  |  | 53.695 | 3.948 | 33.6144 | -4.2196 | 33.6583 | -3.9149
2861 | -4.3106 | -12.3211 | 13.9029 | -6.9592 | 5.4564 | -18.8706 | 31.0741 | -4.5008 | 31.1433 | 0.43667 |  |  | 70.1558 | 10.1815 |  |  | 53.8534 | 4.1064 | 33.7142 | -4.1154 | 33.683 | -3.881
2862 | -4.2668 | -12.2769 | 13.9052 | -6.9566 | 5.4456 | -18.8706 | 31.136 | -4.4253 | 31.1875 | 0.48094 |  |  | 70.1948 | 10.2309 |  |  | 54.0118 | 4.2648 | 33.8029 | -4.0113 | 33.7076 | -3.8472
2863 | -4.322 | -12.3316 | 13.7981 | -7.0633 | 5.3668 | -18.9514 | 31.0978 | -4.467 | 31.1587 | 0.45229 |  |  | 70.1683 | 10.2023 |  |  | 53.9019 | 4.155 | 33.7832 | -4.0347 | 33.5937 | -3.9696
2864 | -4.3772 | -12.3863 | 13.6911 | -7.1701 | 5.288 | -19.0321 | 31.0595 | -4.5086 | 31.1299 | 0.42365 |  |  | 70.1418 | 10.1736 |  |  | 53.7921 | 4.0451 | 33.7636 | -4.0581 | 33.4798 | -4.092
2865 | -4.4323 | -12.4409 | 13.584 | -7.2769 | 5.2186 | -19.1128 | 31.0316 | -4.5503 | 31.1012 | 0.395 |  |  | 70.1255 | 10.145 |  |  | 53.6822 | 3.9353 | 33.7538 | -4.0816 | 33.3658 | -4.2144
2866 | -4.3912 | -12.3993 | 13.6045 | -7.256 | 5.2434 | -19.0842 | 31.1085 | -4.4696 | 31.1557 | 0.44969 |  |  | 70.2128 | 10.2361 |  |  | 53.8016 | 4.0546 | 33.8438 | -3.9878 | 33.3735 | -4.2014
2867 | -4.35 | -12.3576 | 13.625 | -7.2352 | 5.2683 | -19.0555 | 31.1853 | -4.3889 | 31.2103 | 0.50438 |  |  | 70.3002 | 10.3273 |  |  | 53.9209 | 4.1739 | 33.9339 | -3.8941 | 33.3812 | -4.1883
2868 | -4.3088 | -12.3159 | 13.6455 | -7.2144 | 5.2914 | -19.0269 | 31.2572 | -4.3081 | 31.2649 | 0.55906 |  |  | 70.3831 | 10.4184 |  |  | 54.0402 | 4.2933 | 34.0212 | -3.8003 | 33.3889 | -4.1753
2869 | -4.3145 | -12.3211 | 13.6243 | -7.2352 | 5.2968 | -19.0217 | 31.277 | -4.2899 | 31.2804 | 0.57469 |  |  | 70.4209 | 10.4549 |  |  | 53.9226 | 4.1756 | 34.0794 | -3.743 | 33.359 | -4.2066
2870 | -4.3202 | -12.3264 | 13.6032 | -7.256 | 5.3022 | -19.0165 | 31.2969 | -4.2717 | 31.2959 | 0.59031 |  |  | 70.4587 | 10.4914 |  |  | 53.8049 | 4.058 | 34.1376 | -3.6857 | 33.3291 | -4.2378
2871 | -4.3259 | -12.3316 | 13.582 | -7.2769 | 5.309 | -19.0113 | 31.3188 | -4.2534 | 31.3114 | 0.60594 |  |  | 70.4951 | 10.5278 |  |  | 53.6873 | 3.9403 | 34.1955 | -3.6284 | 33.2992 | -4.2691
2872 | -4.3238 | -12.329 | 13.5843 | -7.2743 | 5.3314 | -18.9878 | 31.3621 | -4.2092 | 31.3789 | 0.67365 |  |  | 70.5161 | 10.5486 |  |  | 53.8092 | 4.0622 | 34.2501 | -3.5737 | 33.2732 | -4.2925
2873 | -4.3217 | -12.3264 | 13.5866 | -7.2717 | 5.3538 | -18.9644 | 31.4055 | -4.1649 | 31.4465 | 0.74135 |  |  | 70.5372 | 10.5695 |  |  | 53.9312 | 4.1842 | 34.3047 | -3.5191 | 33.2472 | -4.3159
2874 | -4.3196 | -12.3238 | 13.5889 | -7.2691 | 5.3728 | -18.9409 | 31.441 | -4.1206 | 31.5141 | 0.80906 |  |  | 70.5522 | 10.5903 |  |  | 54.0531 | 4.3061 | 34.3546 | -3.4644 | 33.2212 | -4.3394
2875 | -4.3904 | -12.3941 | 13.5443 | -7.3133 | 5.3553 | -18.9592 | 31.3914 | -4.1727 | 31.4671 | 0.76219 |  |  | 70.5019 | 10.5382 |  |  | 53.9328 | 4.1859 | 34.3534 | -3.467 | 33.123 | -4.4435
2876 | -4.4612 | -12.4644 | 13.4997 | -7.3576 | 5.3377 | -18.9774 | 31.3418 | -4.2248 | 31.4201 | 0.71531 |  |  | 70.4516 | 10.4861 |  |  | 53.8126 | 4.0656 | 34.3522 | -3.4696 | 33.0248 | -4.5477
2877 | -4.532 | -12.5347 | 13.4551 | -7.4019 | 5.33 | -18.9956 | 31.3014 | -4.2769 | 31.3731 | 0.66844 |  |  | 70.4128 | 10.4341 |  |  | 53.6923 | 3.9454 | 34.3584 | -3.4722 | 32.9266 | -4.6519
2878 | -4.4752 | -12.4774 | 13.5407 | -7.3159 | 5.4328 | -18.8889 | 31.3631 | -4.2118 | 31.4928 | 0.78823 |  |  | 70.5023 | 10.5278 |  |  | 53.6997 | 3.9527 | 34.4469 | -3.381 | 32.9626 | -4.6102
2879 | -4.4184 | -12.4201 | 13.6264 | -7.23 | 5.5357 | -18.7821 | 31.4248 | -4.1467 | 31.6124 | 0.90802 |  |  | 70.5918 | 10.6216 |  |  | 53.707 | 3.9601 | 34.5353 | -3.2899 | 32.9986 | -4.5685
2880 | -4.3616 | -12.3628 | 13.712 | -7.1441 | 5.6349 | -18.6753 | 31.4841 | -4.0816 | 31.7321 | 1.0278 |  |  | 70.6794 | 10.7153 |  |  | 53.7144 | 3.9674 | 34.6211 | -3.1987 | 33.0347 | -4.5269
2881 | -4.3647 | -12.3654 | 13.7429 | -7.1128 | 5.693 | -18.618 | 31.5161 | -4.0503 | 31.7502 | 1.046 |  |  | 70.7451 | 10.7804 |  |  | 53.641 | 3.894 | 34.6766 | -3.1441 | 33.016 | -4.5477
2882 | -4.3678 | -12.368 | 13.7738 | -7.0816 | 5.7511 | -18.5607 | 31.548 | -4.0191 | 31.7683 | 1.0643 |  |  | 70.8107 | 10.8455 |  |  | 53.5676 | 3.8207 | 34.7321 | -3.0894 | 32.9974 | -4.5685
2883 | -4.3709 | -12.3706 | 13.8048 | -7.0503 | 5.8097 | -18.5034 | 31.577 | -3.9878 | 31.7864 | 1.0825 |  |  | 70.8741 | 10.9106 |  |  | 53.4942 | 3.7473 | 34.7845 | -3.0347 | 32.9788 | -4.5894
2884 | -4.3662 | -12.3654 | 13.8591 | -6.9956 | 5.8741 | -18.4383 | 31.57 | -3.9956 | 31.8358 | 1.132 |  |  | 70.911 | 10.9471 |  |  | 53.4886 | 3.7416 | 34.801 | -3.0191 | 32.9854 | -4.5816
2885 | -4.3615 | -12.3602 | 13.9135 | -6.9409 | 5.9385 | -18.3732 | 31.563 | -4.0034 | 31.8851 | 1.1815 |  |  | 70.948 | 10.9835 |  |  | 53.4829 | 3.7359 | 34.8175 | -3.0034 | 32.9921 | -4.5738
2886 | -4.3568 | -12.355 | 13.9679 | -6.8863 | 6.0029 | -18.3081 | 31.5555 | -4.0113 | 31.9345 | 1.2309 |  |  | 70.9855 | 11.02 |  |  | 53.4772 | 3.7302 | 34.8356 | -2.9878 | 32.9987 | -4.5659
2887 | -4.3729 | -12.3706 | 14.0248 | -6.829 | 6.0674 | -18.243 | 31.5424 | -4.0243 | 31.9656 | 1.2622 |  |  | 71.0293 | 11.0643 |  |  | 53.3986 | 3.6517 | 34.8739 | -2.9487 | 32.9942 | -4.5711
2888 | -4.389 | -12.3863 | 14.0818 | -6.7717 | 6.132 | -18.1779 | 31.5294 | -4.0373 | 31.9967 | 1.2934 |  |  | 71.0731 | 11.1085 |  |  | 53.32 | 3.5731 | 34.9122 | -2.9097 | 32.9897 | -4.5764
2889 | -4.4051 | -12.4019 | 14.1388 | -6.7144 | 6.1964 | -18.1128 | 31.517 | -4.0503 | 32.0279 | 1.3247 |  |  | 71.1166 | 11.1528 |  |  | 53.2415 | 3.4945 | 34.9489 | -2.8706 | 32.9852 | -4.5816
2890 | -4.4265 | -12.4227 | 14.2114 | -6.6415 | 6.2585 | -18.0503 | 31.514 | -4.0529 | 32.0434 | 1.3403 |  |  | 71.1555 | 11.1919 |  |  | 53.3894 | 3.6425 | 34.9649 | -2.855 | 33.0006 | -4.5659
2891 | -4.4478 | -12.4435 | 14.284 | -6.5685 | 6.3205 | -17.9878 | 31.5109 | -4.0555 | 32.0589 | 1.3559 |  |  | 71.1945 | 11.2309 |  |  | 53.5374 | 3.7904 | 34.981 | -2.8394 | 33.0161 | -4.5503
2892 | -4.4691 | -12.4644 | 14.3566 | -6.4956 | 6.3824 | -17.9253 | 31.5066 | -4.0581 | 32.0744 | 1.3716 |  |  | 71.2305 | 11.27 |  |  | 53.6854 | 3.9384 | 34.9968 | -2.8237 | 33.0316 | -4.5347
2893 | -4.4826 | -12.4774 | 14.4213 | -6.4305 | 6.4418 | -17.8654 | 31.486 | -4.079 | 32.0977 | 1.395 |  |  | 71.2286 | 11.2674 |  |  | 53.4844 | 3.7374 | 35.0097 | -2.8107 | 33.0661 | -4.4982
2894 | -4.4961 | -12.4904 | 14.4861 | -6.3654 | 6.5013 | -17.8055 | 31.4654 | -4.0998 | 32.121 | 1.4184 |  |  | 71.2267 | 11.2648 |  |  | 53.2834 | 3.5364 | 35.0226 | -2.7977 | 33.1006 | -4.4618
2895 | -4.5097 | -12.5034 | 14.5509 | -6.3003 | 6.5563 | -17.7456 | 31.4396 | -4.1206 | 32.1443 | 1.4419 |  |  | 71.2248 | 11.2622 |  |  | 53.0824 | 3.3354 | 35.03 | -2.7847 | 33.135 | -4.4253
2896 | -4.5935 | -12.5868 | 14.5688 | -6.2821 | 6.552 | -17.7508 | 31.3449 | -4.217 | 32.0817 | 1.3794 |  |  | 71.222 | 11.2596 |  |  | 53.0924 | 3.3454 | 34.964 | -2.8524 | 33.1149 | -4.4488
2897 | -4.6773 | -12.6701 | 14.5867 | -6.2639 | 6.5478 | -17.756 | 31.2501 | -4.3133 | 32.0191 | 1.3169 |  |  | 71.2191 | 11.257 |  |  | 53.1023 | 3.3554 | 34.898 | -2.9201 | 33.0948 | -4.4722
2898 | -4.7612 | -12.7534 | 14.6046 | -6.2456 | 6.5489 | -17.7613 | 31.1616 | -4.4097 | 31.9564 | 1.2544 |  |  | 71.2164 | 11.2544 |  |  | 53.1123 | 3.3653 | 34.8366 | -2.9878 | 33.0747 | -4.4956
2899 | -4.746 | -12.7378 | 14.7189 | -6.131 | 6.6221 | -17.6857 | 31.1592 | -4.4097 | 32.0292 | 1.3273 |  |  | 71.2161 | 11.2544 |  |  | 53.0806 | 3.3336 | 34.8374 | -2.9852 | 33.1425 | -4.4253
2900 | -4.7309 | -12.7222 | 14.8332 | -6.0165 | 6.6953 | -17.6102 | 31.1568 | -4.4097 | 32.102 | 1.4002 |  |  | 71.2158 | 11.2544 |  |  | 53.0488 | 3.3019 | 34.8383 | -2.9826 | 33.2103 | -4.355
2901 | -4.7158 | -12.7066 | 14.9474 | -5.9019 | 6.766 | -17.5347 | 31.1516 | -4.4097 | 32.1748 | 1.4731 |  |  | 71.2177 | 11.2544 |  |  | 53.0171 | 3.2702 | 34.8376 | -2.98 | 33.2781 | -4.2847
2902 | -4.7397 | -12.73 | 15.007 | -5.842 | 6.8028 | -17.4982 | 31.1055 | -4.4566 | 32.1278 | 1.4263 |  |  | 71.2506 | 11.2882 |  |  | 52.9698 | 3.2228 | 34.8145 | -3.0034 | 33.3354 | -4.2274
2903 | -4.7636 | -12.7534 | 15.0666 | -5.7821 | 6.8396 | -17.4618 | 31.0595 | -4.5034 | 32.0808 | 1.3794 |  |  | 71.2834 | 11.3221 |  |  | 52.9224 | 3.1755 | 34.7915 | -3.0269 | 33.3927 | -4.1701
2904 | -4.7876 | -12.7769 | 15.1261 | -5.7222 | 6.8747 | -17.4253 | 31.0145 | -4.5503 | 32.0338 | 1.3325 |  |  | 71.3178 | 11.3559 |  |  | 52.8751 | 3.1282 | 34.7663 | -3.0503 | 33.4499 | -4.1128
2905 | -4.8089 | -12.7977 | 15.1701 | -5.6779 | 6.8852 | -17.4149 | 30.9853 | -4.579 | 32.0415 | 1.3403 |  |  | 71.3743 | 11.4132 |  |  | 52.8981 | 3.1511 | 34.7096 | -3.1076 | 33.4982 | -4.0633
2906 | -4.8302 | -12.8185 | 15.214 | -5.6336 | 6.8957 | -17.4045 | 30.9561 | -4.6076 | 32.0492 | 1.3481 |  |  | 71.4309 | 11.4705 |  |  | 52.921 | 3.1741 | 34.6529 | -3.1649 | 33.5465 | -4.0139
2907 | -4.8516 | -12.8394 | 15.258 | -5.5894 | 6.9012 | -17.3941 | 30.9209 | -4.6363 | 32.0569 | 1.3559 |  |  | 71.4724 | 11.5278 |  |  | 52.944 | 3.1971 | 34.5926 | -3.2222 | 33.5948 | -3.9644
2908 | -4.9406 | -12.9279 | 15.2368 | -5.6102 | 6.832 | -17.4644 | 30.7951 | -4.7639 | 31.9396 | 1.2388 |  |  | 71.2872 | 11.3377 |  |  | 53.0946 | 3.3476 | 34.479 | -3.3368 | 33.5877 | -3.9748
2909 | -5.0296 | -13.0165 | 15.2157 | -5.631 | 6.7629 | -17.5347 | 30.6693 | -4.8915 | 31.8222 | 1.1216 |  |  | 71.1019 | 11.1476 |  |  | 53.2452 | 3.4982 | 34.3655 | -3.4514 | 33.5806 | -3.9852
2910 | -5.1187 | -13.105 | 15.1945 | -5.6519 | 6.7009 | -17.605 | 30.553 | -5.0191 | 31.7049 | 1.0044 |  |  | 70.9336 | 10.9575 |  |  | 53.3957 | 3.6488 | 34.2581 | -3.5659 | 33.5734 | -3.9956
2911 | -5.0775 | -13.0633 | 15.301 | -5.5451 | 6.7526 | -17.5503 | 30.5834 | -4.9852 | 31.7439 | 1.0434 |  |  | 71.029 | 11.0591 |  |  | 53.2859 | 3.5389 | 34.248 | -3.5737 | 33.6708 | -3.8941
2912 | -5.0363 | -13.0217 | 15.4074 | -5.4383 | 6.8043 | -17.4956 | 30.6138 | -4.9514 | 31.7828 | 1.0825 |  |  | 71.1245 | 11.1606 |  |  | 53.1761 | 3.4291 | 34.2379 | -3.5816 | 33.7682 | -3.7925
2913 | -4.9952 | -12.98 | 15.5139 | -5.3316 | 6.849 | -17.4409 | 30.6378 | -4.9175 | 31.8217 | 1.1216 |  |  | 71.2079 | 11.2622 |  |  | 53.0662 | 3.3193 | 34.2216 | -3.5894 | 33.8656 | -3.6909
2914 | -5.0373 | -13.0217 | 15.4693 | -5.3758 | 6.7806 | -17.5113 | 30.5565 | -5.0008 | 31.7331 | 1.033 |  |  | 71.0947 | 11.145 |  |  | 53.2246 | 3.4777 | 34.1038 | -3.7092 | 33.8743 | -3.6857
2915 | -5.0795 | -13.0633 | 15.4247 | -5.4201 | 6.7122 | -17.5816 | 30.4753 | -5.0842 | 31.6444 | 0.94448 |  |  | 70.9815 | 11.0278 |  |  | 53.383 | 3.636 | 33.986 | -3.829 | 33.8829 | -3.6805
2916 | -5.1217 | -13.105 | 15.3801 | -5.4644 | 6.6485 | -17.6519 | 30.4005 | -5.1675 | 31.5557 | 0.85594 |  |  | 70.8776 | 10.9106 |  |  | 53.5414 | 3.7944 | 33.8752 | -3.9487 | 33.8915 | -3.6753
2917 | -5.0701 | -13.0529 | 15.4423 | -5.4019 | 6.6646 | -17.6336 | 30.4345 | -5.131 | 31.5634 | 0.86375 |  |  | 70.9314 | 10.9679 |  |  | 53.4367 | 3.6898 | 33.8831 | -3.9383 | 33.9877 | -3.5764
2918 | -5.0185 | -13.0008 | 15.5045 | -5.3394 | 6.6806 | -17.6154 | 30.4685 | -5.0946 | 31.5711 | 0.87156 |  |  | 70.9852 | 11.0252 |  |  | 53.3321 | 3.5852 | 33.8909 | -3.9279 | 34.0839 | -3.4774
2919 | -4.9669 | -12.9488 | 15.5666 | -5.2769 | 6.6933 | -17.5972 | 30.5009 | -5.0581 | 31.5788 | 0.87938 |  |  | 71.0375 | 11.0825 |  |  | 53.2275 | 3.4805 | 33.8952 | -3.9175 | 34.1801 | -3.3784
2920 | -4.9335 | -12.9149 | 15.5663 | -5.2769 | 6.6471 | -17.6441 | 30.5039 | -5.0555 | 31.5318 | 0.8325 |  |  | 71.0638 | 11.1085 |  |  | 53.4327 | 3.6858 | 33.839 | -3.9748 | 34.2272 | -3.3316
2921 | -4.9002 | -12.881 | 15.566 | -5.2769 | 6.6009 | -17.6909 | 30.5069 | -5.0529 | 31.4848 | 0.78563 |  |  | 71.0902 | 11.1346 |  |  | 53.638 | 3.891 | 33.7828 | -4.0321 | 34.2744 | -3.2847
2922 | -4.8668 | -12.8472 | 15.5657 | -5.2769 | 6.555 | -17.7378 | 30.5104 | -5.0503 | 31.4378 | 0.73875 |  |  | 71.1127 | 11.1606 |  |  | 53.8433 | 4.0963 | 33.7283 | -4.0894 | 34.3216 | -3.2378
2923 | -4.8361 | -12.8159 | 15.5601 | -5.2821 | 6.5153 | -17.7769 | 30.5231 | -5.0373 | 31.4168 | 0.71792 |  |  | 71.0642 | 11.1111 |  |  | 53.7282 | 3.9813 | 33.7067 | -4.1102 | 34.3404 | -3.2196
2924 | -4.8053 | -12.7847 | 15.5546 | -5.2873 | 6.4756 | -17.8159 | 30.5357 | -5.0243 | 31.3959 | 0.69708 |  |  | 71.0158 | 11.0617 |  |  | 53.6132 | 3.8662 | 33.6851 | -4.131 | 34.3592 | -3.2014
2925 | -4.7746 | -12.7534 | 15.5491 | -5.2925 | 6.435 | -17.855 | 30.5493 | -5.0113 | 31.3749 | 0.67625 |  |  | 70.966 | 11.0122 |  |  | 53.4981 | 3.7512 | 33.6631 | -4.1519 | 34.378 | -3.1831
2926 | -4.7412 | -12.7196 | 15.5462 | -5.2951 | 6.3775 | -17.9123 | 30.5801 | -4.98 | 31.3253 | 0.62677 |  |  | 70.8907 | 10.9367 |  |  | 53.7476 | 4.0007 | 33.6344 | -4.1805 | 34.4087 | -3.1519
2927 | -4.7079 | -12.6857 | 15.5432 | -5.2977 | 6.3199 | -17.9696 | 30.6108 | -4.9488 | 31.2757 | 0.57729 |  |  | 70.8154 | 10.8611 |  |  | 53.9972 | 4.2502 | 33.6057 | -4.2092 | 34.4394 | -3.1206
2928 | -4.6745 | -12.6519 | 15.5403 | -5.3003 | 6.2626 | -18.0269 | 30.6419 | -4.9175 | 31.2261 | 0.52781 |  |  | 70.7457 | 10.7856 |  |  | 54.2467 | 4.4998 | 33.5787 | -4.2378 | 34.4701 | -3.0894
2929 | -4.6281 | -12.605 | 15.5165 | -5.3238 | 6.2073 | -18.0816 | 30.6807 | -4.8784 | 31.1999 | 0.50177 |  |  | 70.7878 | 10.8299 |  |  | 54.0952 | 4.3483 | 33.5832 | -4.2326 | 34.488 | -3.0711
2930 | -4.5818 | -12.5581 | 15.4928 | -5.3472 | 6.1521 | -18.1363 | 30.7194 | -4.8394 | 31.1738 | 0.47573 |  |  | 70.8299 | 10.8742 |  |  | 53.9437 | 4.1967 | 33.5877 | -4.2274 | 34.5058 | -3.0529
2931 | -4.5354 | -12.5113 | 15.469 | -5.3706 | 6.0967 | -18.1909 | 30.7587 | -4.8003 | 31.1476 | 0.44969 |  |  | 70.8716 | 10.9184 |  |  | 53.7922 | 4.0452 | 33.5922 | -4.2222 | 34.5237 | -3.0347
2932 | -4.4812 | -12.4566 | 15.4427 | -5.3967 | 6.0389 | -18.2482 | 30.8078 | -4.7508 | 31.1371 | 0.43927 |  |  | 70.9054 | 10.9523 |  |  | 54.0547 | 4.3078 | 33.5972 | -4.217 | 34.5134 | -3.0451
2933 | -4.427 | -12.4019 | 15.4163 | -5.4227 | 5.9812 | -18.3055 | 30.8569 | -4.7014 | 31.1265 | 0.42885 |  |  | 70.9391 | 10.9861 |  |  | 54.3173 | 4.5703 | 33.6023 | -4.2118 | 34.5032 | -3.0555
2934 | -4.3728 | -12.3472 | 15.3899 | -5.4488 | 5.9231 | -18.3628 | 30.9057 | -4.6519 | 31.116 | 0.41844 |  |  | 70.9695 | 11.02 |  |  | 54.5798 | 4.8329 | 33.608 | -4.2066 | 34.4929 | -3.0659
2935 | -4.3317 | -12.3055 | 15.3375 | -5.5008 | 5.8576 | -18.4279 | 30.9473 | -4.6102 | 31.1054 | 0.40802 |  |  | 70.9261 | 10.9757 |  |  | 54.4205 | 4.6736 | 33.6285 | -4.1857 | 34.472 | -3.0868
2936 | -4.2905 | -12.2639 | 15.2851 | -5.5529 | 5.7921 | -18.493 | 30.9889 | -4.5685 | 31.0949 | 0.3976 |  |  | 70.8827 | 10.9315 |  |  | 54.2612 | 4.5142 | 33.6489 | -4.1649 | 34.4511 | -3.1076
2937 | -4.2493 | -12.2222 | 15.2327 | -5.605 | 5.7273 | -18.5581 | 31.0311 | -4.5269 | 31.0844 | 0.38719 |  |  | 70.8427 | 10.8872 |  |  | 54.1019 | 4.3549 | 33.6697 | -4.1441 | 34.4302 | -3.1284
2938 | -4.2186 | -12.1909 | 15.1803 | -5.6571 | 5.6797 | -18.605 | 31.088 | -4.4696 | 31.0686 | 0.37156 |  |  | 70.8777 | 10.9236 |  |  | 54.3696 | 4.6227 | 33.6981 | -4.1154 | 34.4033 | -3.1545
2939 | -4.1878 | -12.1597 | 15.1279 | -5.7092 | 5.632 | -18.6519 | 31.1449 | -4.4123 | 31.0529 | 0.35594 |  |  | 70.9128 | 10.9601 |  |  | 54.6374 | 4.8904 | 33.7264 | -4.0868 | 34.3763 | -3.1805
2940 | -4.1571 | -12.1284 | 15.0755 | -5.7613 | 5.5822 | -18.6988 | 31.1984 | -4.355 | 31.0371 | 0.34031 |  |  | 70.9415 | 10.9966 |  |  | 54.9051 | 5.1582 | 33.7532 | -4.0581 | 34.3493 | -3.2066
2941 | -4.1706 | -12.1415 | 14.958 | -5.8784 | 5.4809 | -18.8003 | 31.1707 | -4.3836 | 30.9771 | 0.28042 |  |  | 70.8184 | 10.8716 |  |  | 54.7328 | 4.9859 | 33.7405 | -4.0711 | 34.2575 | -3.3003
2942 | -4.1841 | -12.1545 | 14.8405 | -5.9956 | 5.3795 | -18.9019 | 31.143 | -4.4123 | 30.9171 | 0.22052 |  |  | 70.6953 | 10.7466 |  |  | 54.5604 | 4.8135 | 33.7279 | -4.0842 | 34.1658 | -3.3941
2943 | -4.1976 | -12.1675 | 14.723 | -6.1128 | 5.2824 | -19.0034 | 31.1196 | -4.4409 | 30.857 | 0.16062 |  |  | 70.5808 | 10.6216 |  |  | 54.3881 | 4.6412 | 33.7196 | -4.0972 | 34.0741 | -3.4878
2944 | -4.1122 | -12.0816 | 14.7253 | -6.1102 | 5.2935 | -18.9904 | 31.2038 | -4.355 | 30.9038 | 0.2075 |  |  | 70.6818 | 10.7257 |  |  | 54.4111 | 4.6641 | 33.8195 | -3.9956 | 34.0789 | -3.48
2945 | -4.0268 | -11.9956 | 14.7275 | -6.1076 | 5.3045 | -18.9774 | 31.2881 | -4.2691 | 30.9505 | 0.25438 |  |  | 70.7828 | 10.8299 |  |  | 54.434 | 4.6871 | 33.9195 | -3.8941 | 34.0838 | -3.4722
2946 | -3.9413 | -11.9097 | 14.7298 | -6.105 | 5.3123 | -18.9644 | 31.3684 | -4.1831 | 30.9973 | 0.30125 |  |  | 70.8787 | 10.9341 |  |  | 54.457 | 4.7101 | 34.0154 | -3.7925 | 34.0886 | -3.4644
2947 | -3.9939 | -11.9618 | 14.5863 | -6.2482 | 5.2322 | -19.0451 | 31.3409 | -4.2118 | 30.9347 | 0.23875 |  |  | 70.8385 | 10.8924 |  |  | 54.6597 | 4.9127 | 34.0036 | -3.8055 | 33.9664 | -3.5894
2948 | -4.0465 | -12.0139 | 14.4427 | -6.3915 | 5.1521 | -19.1258 | 31.3135 | -4.2404 | 30.872 | 0.17625 |  |  | 70.7984 | 10.8507 |  |  | 54.8623 | 5.1154 | 33.9918 | -3.8185 | 33.8441 | -3.7144
2949 | -4.0991 | -12.0659 | 14.2992 | -6.5347 | 5.0762 | -19.2066 | 31.2897 | -4.2691 | 30.8094 | 0.11375 |  |  | 70.7591 | 10.8091 |  |  | 55.065 | 5.318 | 33.9832 | -3.8316 | 33.7219 | -3.8394
2950 | -4.0319 | -11.9982 | 14.3145 | -6.5191 | 5.1211 | -19.1597 | 31.369 | -4.1883 | 30.8848 | 0.18927 |  |  | 70.7455 | 10.796 |  |  | 54.9161 | 5.1691 | 34.0652 | -3.7482 | 33.7116 | -3.8472
2951 | -3.9647 | -11.9305 | 14.3298 | -6.5034 | 5.166 | -19.1128 | 31.4483 | -4.1076 | 30.9602 | 0.26479 |  |  | 70.7319 | 10.783 |  |  | 54.7672 | 5.0202 | 34.1473 | -3.6649 | 33.7013 | -3.855
2952 | -3.8975 | -11.8628 | 14.3451 | -6.4878 | 5.2079 | -19.0659 | 31.5231 | -4.0269 | 31.0356 | 0.34031 |  |  | 70.7194 | 10.77 |  |  | 54.6182 | 4.8713 | 34.2265 | -3.5816 | 33.691 | -3.8628
2953 | -3.9579 | -11.9227 | 14.2354 | -6.5972 | 5.159 | -19.1154 | 31.4645 | -4.0868 | 30.973 | 0.27781 |  |  | 70.7396 | 10.7908 |  |  | 54.7506 | 5.0037 | 34.2169 | -3.592 | 33.5886 | -3.967
2954 | -4.0183 | -11.9826 | 14.1257 | -6.7066 | 5.11 | -19.1649 | 31.406 | -4.1467 | 30.9103 | 0.21531 |  |  | 70.7598 | 10.8117 |  |  | 54.8829 | 5.136 | 34.2073 | -3.6024 | 33.4862 | -4.0711
2955 | -4.0787 | -12.0425 | 14.016 | -6.8159 | 5.0647 | -19.2144 | 31.3509 | -4.2066 | 30.8477 | 0.15281 |  |  | 70.7827 | 10.8325 |  |  | 55.0153 | 5.2683 | 34.2012 | -3.6128 | 33.3838 | -4.1753
2956 | -4.0245 | -11.9878 | 14.0417 | -6.7899 | 5.1358 | -19.1415 | 31.4094 | -4.1467 | 30.9283 | 0.23354 |  |  | 70.8909 | 10.9419 |  |  | 54.9028 | 5.1559 | 34.3066 | -3.506 | 33.3662 | -4.1909
2957 | -3.9703 | -11.9331 | 14.0674 | -6.7639 | 5.207 | -19.0685 | 31.4679 | -4.0868 | 31.0089 | 0.31427 |  |  | 70.9992 | 11.0512 |  |  | 54.7904 | 5.0434 | 34.4121 | -3.3993 | 33.3485 | -4.2066
2958 | -3.9161 | -11.8784 | 14.0931 | -6.7378 | 5.2755 | -18.9956 | 31.523 | -4.0269 | 31.0895 | 0.395 |  |  | 71.1046 | 11.1606 |  |  | 54.6779 | 4.931 | 34.5136 | -3.2925 | 33.3309 | -4.2222
2959 | -3.9869 | -11.9488 | 14.0251 | -6.8055 | 5.2525 | -19.0191 | 31.4615 | -4.0894 | 31.0607 | 0.36635 |  |  | 71.1131 | 11.1684 |  |  | 54.6045 | 4.8576 | 34.4809 | -3.3264 | 33.2082 | -4.3472
2960 | -4.0577 | -12.0191 | 13.9571 | -6.8732 | 5.2294 | -19.0425 | 31.3999 | -4.1519 | 31.032 | 0.33771 |  |  | 71.1216 | 11.1762 |  |  | 54.5311 | 4.7842 | 34.4482 | -3.3602 | 33.0855 | -4.4722
2961 | -4.1285 | -12.0894 | 13.889 | -6.9409 | 5.2097 | -19.0659 | 31.3416 | -4.2144 | 31.0032 | 0.30906 |  |  | 71.1301 | 11.1841 |  |  | 54.4577 | 4.7108 | 34.4186 | -3.3941 | 32.9628 | -4.5972
2962 | -4.0952 | -12.0555 | 13.9538 | -6.8758 | 5.3122 | -18.9618 | 31.4028 | -4.1519 | 31.0864 | 0.3924 |  |  | 71.1377 | 11.1919 |  |  | 54.6526 | 4.9056 | 34.506 | -3.3055 | 32.9993 | -4.5581
2963 | -4.0618 | -12.0217 | 14.0186 | -6.8107 | 5.4148 | -18.8576 | 31.464 | -4.0894 | 31.1696 | 0.47573 |  |  | 71.1452 | 11.1997 |  |  | 54.8474 | 5.1005 | 34.5933 | -3.217 | 33.0357 | -4.5191
2964 | -4.0285 | -11.9878 | 14.0834 | -6.7456 | 5.5148 | -18.7534 | 31.5226 | -4.0269 | 31.2528 | 0.55906 |  |  | 71.1522 | 11.2075 |  |  | 55.0423 | 5.2953 | 34.6779 | -3.1284 | 33.0722 | -4.48
2965 | -4.0811 | -12.0399 | 14.057 | -6.7717 | 5.5125 | -18.756 | 31.4712 | -4.079 | 31.2371 | 0.54344 |  |  | 71.1339 | 11.1893 |  |  | 54.8257 | 5.0787 | 34.6552 | -3.1519 | 32.9829 | -4.5711
2966 | -4.1337 | -12.092 | 14.0307 | -6.7977 | 5.5103 | -18.7586 | 31.4198 | -4.131 | 31.2213 | 0.52781 |  |  | 71.1156 | 11.171 |  |  | 54.609 | 4.8621 | 34.6325 | -3.1753 | 32.8936 | -4.6623
2967 | -4.1862 | -12.1441 | 14.0043 | -6.8238 | 5.5104 | -18.7613 | 31.3704 | -4.1831 | 31.2056 | 0.51219 |  |  | 71.098 | 11.1528 |  |  | 54.3924 | 4.6455 | 34.6121 | -3.1987 | 32.8042 | -4.7534
2968 | -4.1607 | -12.118 | 14.0899 | -6.7378 | 5.6158 | -18.6545 | 31.406 | -4.1467 | 31.2783 | 0.5851 |  |  | 71.1079 | 11.1632 |  |  | 54.3815 | 4.6346 | 34.6919 | -3.118 | 32.8364 | -4.7196
2969 | -4.1352 | -12.092 | 14.1755 | -6.6519 | 5.7213 | -18.5477 | 31.4416 | -4.1102 | 31.3511 | 0.65802 |  |  | 71.1179 | 11.1736 |  |  | 54.3706 | 4.6237 | 34.7717 | -3.0373 | 32.8686 | -4.6857
2970 | -4.1096 | -12.0659 | 14.2611 | -6.5659 | 5.8247 | -18.4409 | 31.475 | -4.0738 | 31.4239 | 0.73094 |  |  | 71.1283 | 11.1841 |  |  | 54.3597 | 4.6128 | 34.849 | -2.9566 | 32.9008 | -4.6519
2971 | -4.1778 | -12.1336 | 14.2556 | -6.5711 | 5.8301 | -18.4357 | 31.3974 | -4.1519 | 31.4186 | 0.72573 |  |  | 71.1644 | 11.2205 |  |  | 54.2864 | 4.5394 | 34.8054 | -3.0008 | 32.8447 | -4.7092
2972 | -4.2461 | -12.2014 | 14.2501 | -6.5764 | 5.8355 | -18.4305 | 31.3199 | -4.23 | 31.4133 | 0.72052 |  |  | 71.2004 | 11.257 |  |  | 54.213 | 4.466 | 34.7618 | -3.0451 | 32.7886 | -4.7665
2973 | -4.3143 | -12.2691 | 14.2445 | -6.5816 | 5.8425 | -18.4253 | 31.2445 | -4.3081 | 31.4079 | 0.71531 |  |  | 71.2378 | 11.2934 |  |  | 54.1396 | 4.3926 | 34.7202 | -3.0894 | 32.7325 | -4.8238
2974 | -4.2835 | -12.2378 | 14.3354 | -6.4904 | 5.943 | -18.3238 | 31.2852 | -4.2665 | 31.4703 | 0.77781 |  |  | 71.3517 | 11.408 |  |  | 54.1365 | 4.3896 | 34.7871 | -3.0217 | 32.794 | -4.7613
2975 | -4.2528 | -12.2066 | 14.4262 | -6.3993 | 6.0435 | -18.2222 | 31.326 | -4.2248 | 31.5327 | 0.84031 |  |  | 71.4656 | 11.5226 |  |  | 54.1334 | 4.3865 | 34.854 | -2.954 | 32.8554 | -4.6988
2976 | -4.222 | -12.1753 | 14.517 | -6.3081 | 6.1431 | -18.1206 | 31.3657 | -4.1831 | 31.595 | 0.90281 |  |  | 71.5771 | 11.6372 |  |  | 54.1303 | 4.3834 | 34.9198 | -2.8862 | 32.9169 | -4.6363
2977 | -4.2356 | -12.1883 | 14.5974 | -6.2274 | 6.1924 | -18.0711 | 31.3424 | -4.2066 | 31.6183 | 0.92625 |  |  | 71.5464 | 11.6059 |  |  | 54.0517 | 4.3048 | 34.9226 | -2.8836 | 32.9431 | -4.6102
2978 | -4.2491 | -12.2014 | 14.6778 | -6.1467 | 6.2416 | -18.0217 | 31.3191 | -4.23 | 31.6417 | 0.94969 |  |  | 71.5156 | 11.5747 |  |  | 53.9731 | 4.2262 | 34.9254 | -2.881 | 32.9693 | -4.5842
2979 | -4.2626 | -12.2144 | 14.7582 | -6.0659 | 6.291 | -17.9722 | 31.296 | -4.2534 | 31.665 | 0.97313 |  |  | 71.4863 | 11.5434 |  |  | 53.8945 | 4.1476 | 34.9282 | -2.8784 | 32.9955 | -4.5581
2980 | -4.2605 | -12.2118 | 14.8256 | -5.9982 | 6.3477 | -17.9149 | 31.2801 | -4.2691 | 31.6987 | 1.007 |  |  | 71.5507 | 11.6085 |  |  | 53.8863 | 4.1393 | 34.9333 | -2.8732 | 33.0419 | -4.5113
2981 | -4.2584 | -12.2092 | 14.893 | -5.9305 | 6.4044 | -17.8576 | 31.2643 | -4.2847 | 31.7324 | 1.0408 |  |  | 71.6151 | 11.6736 |  |  | 53.878 | 4.1311 | 34.9383 | -2.868 | 33.0883 | -4.4644
2982 | -4.2563 | -12.2066 | 14.9604 | -5.8628 | 6.4602 | -17.8003 | 31.2475 | -4.3003 | 31.7661 | 1.0747 |  |  | 71.6778 | 11.7387 |  |  | 53.8697 | 4.1228 | 34.9425 | -2.8628 | 33.1347 | -4.4175
2983 | -4.3271 | -12.2769 | 14.9731 | -5.8498 | 6.4366 | -17.8238 | 31.1591 | -4.3889 | 31.6931 | 1.0018 |  |  | 71.6078 | 11.6684 |  |  | 53.9317 | 4.1848 | 34.8775 | -2.9279 | 33.1196 | -4.4331
2984 | -4.3979 | -12.3472 | 14.9858 | -5.8368 | 6.413 | -17.8472 | 31.0706 | -4.4774 | 31.6201 | 0.92885 |  |  | 71.5378 | 11.5981 |  |  | 53.9937 | 4.2468 | 34.8125 | -2.993 | 33.1046 | -4.4488
2985 | -4.4688 | -12.4175 | 14.9985 | -5.8238 | 6.3903 | -17.8706 | 30.9833 | -4.5659 | 31.547 | 0.85594 |  |  | 71.4695 | 11.5278 |  |  | 54.0558 | 4.3088 | 34.7484 | -3.0581 | 33.0895 | -4.4644
2986 | -4.425 | -12.3732 | 15.1023 | -5.7196 | 6.465 | -17.7951 | 31.0088 | -4.5399 | 31.6172 | 0.92625 |  |  | 71.5781 | 11.6372 |  |  | 53.9459 | 4.199 | 34.774 | -3.0321 | 33.2059 | -4.3472
2987 | -4.3812 | -12.329 | 15.2062 | -5.6154 | 6.5397 | -17.7196 | 31.0343 | -4.5139 | 31.6874 | 0.99656 |  |  | 71.6866 | 11.7466 |  |  | 53.8361 | 4.0891 | 34.7996 | -3.006 | 33.3223 | -4.23
2988 | -4.3375 | -12.2847 | 15.31 | -5.5113 | 6.6139 | -17.6441 | 31.0594 | -4.4878 | 31.7576 | 1.0669 |  |  | 71.7946 | 11.8559 |  |  | 53.7262 | 3.9793 | 34.8248 | -2.98 | 33.4388 | -4.1128
2989 | -4.3302 | -12.2769 | 15.3774 | -5.4435 | 6.6344 | -17.6232 | 31.0359 | -4.5113 | 31.7444 | 1.0539 |  |  | 71.8414 | 11.9028 |  |  | 53.8117 | 4.0648 | 34.8065 | -2.9982 | 33.4856 | -4.0659
2990 | -4.3228 | -12.2691 | 15.4448 | -5.3758 | 6.6548 | -17.6024 | 31.0124 | -4.5347 | 31.7313 | 1.0408 |  |  | 71.8882 | 11.9497 |  |  | 53.8971 | 4.1502 | 34.7883 | -3.0165 | 33.5325 | -4.0191
2991 | -4.3155 | -12.2613 | 15.5122 | -5.3081 | 6.6749 | -17.5816 | 30.9885 | -4.5581 | 31.7181 | 1.0278 |  |  | 71.9344 | 11.9966 |  |  | 53.9826 | 4.2357 | 34.7695 | -3.0347 | 33.5793 | -3.9722
2992 | -4.3733 | -12.3185 | 15.4988 | -5.3211 | 6.6277 | -17.6284 | 30.9077 | -4.6389 | 31.6659 | 0.97573 |  |  | 71.8822 | 11.9445 |  |  | 53.8597 | 4.1128 | 34.6653 | -3.1389 | 33.5872 | -3.9644
2993 | -4.4311 | -12.3758 | 15.4855 | -5.3342 | 6.5804 | -17.6753 | 30.8269 | -4.7196 | 31.6137 | 0.92365 |  |  | 71.8301 | 11.8924 |  |  | 53.7369 | 3.9899 | 34.5612 | -3.243 | 33.5951 | -3.9566
2994 | -4.4889 | -12.4331 | 15.4721 | -5.3472 | 6.5335 | -17.7222 | 30.7465 | -4.8003 | 31.5615 | 0.87156 |  |  | 71.7781 | 11.8403 |  |  | 53.614 | 3.8671 | 34.4575 | -3.3472 | 33.603 | -3.9487
2995 | -4.4087 | -12.3524 | 15.5603 | -5.2586 | 6.5798 | -17.6753 | 30.7592 | -4.7873 | 31.577 | 0.88719 |  |  | 71.7648 | 11.8273 |  |  | 53.8297 | 4.0827 | 34.4676 | -3.3368 | 33.7146 | -3.8368
2996 | -4.3285 | -12.2717 | 15.6486 | -5.1701 | 6.626 | -17.6284 | 30.7719 | -4.7743 | 31.5925 | 0.90281 |  |  | 71.7515 | 11.8143 |  |  | 54.0453 | 4.2984 | 34.4777 | -3.3264 | 33.8262 | -3.7248
2997 | -4.2483 | -12.1909 | 15.7368 | -5.0816 | 6.672 | -17.5816 | 30.7844 | -4.7613 | 31.608 | 0.91844 |  |  | 71.7379 | 11.8012 |  |  | 54.261 | 4.5141 | 34.4876 | -3.3159 | 33.9378 | -3.6128
2998 | -4.293 | -12.2352 | 15.6974 | -5.1206 | 6.5908 | -17.6623 | 30.7114 | -4.8342 | 31.5245 | 0.8351 |  |  | 71.6362 | 11.6997 |  |  | 54.1225 | 4.3756 | 34.3911 | -3.4123 | 33.9092 | -3.6415
2999 | -4.3378 | -12.2795 | 15.658 | -5.1597 | 6.5097 | -17.743 | 30.6383 | -4.9071 | 31.4411 | 0.75177 |  |  | 71.5344 | 11.5981 |  |  | 53.984 | 4.2371 | 34.2947 | -3.5086 | 33.8805 | -3.6701
3000 | -4.3826 | -12.3238 | 15.6186 | -5.1988 | 6.4285 | -17.8238 | 30.5653 | -4.98 | 31.3576 | 0.66844 |  |  | 71.4327 | 11.4966 |  |  | 53.8455 | 4.0986 | 34.1982 | -3.605 | 33.8518 | -3.6987